## gcmd_duplicates
| TermUpper | Term | Definitions | Acronym | Source
0 | AIRCRAFT | Aircraft |  |  | GCMD platforms
0 | AIRCRAFT | AIRCRAFT |  | AIRCRAFT | GCMD platforms
0 | AIRCRAFT | Aircraft |  |  | GCMD PlatformType
0 | GODDARDÂ€™S LIDAR, HYPERSPECTRAL AND THERMAL (G-LIHT) AIRBORNE IMAGING SYSTEM | Goddardâ€™s LiDAR, Hyperspectral and Thermal (G-LiHT) airborne imaging system | Goddard’s Lidar, Hyperspectral and Thermal (G-LiHT) airborne imaging system simultaneously maps the composition, structure, and function of terrestrial ecosystems. The G-LiHT platform is comprised of Light Ranging and Detection (LiDAR), visible and near-infrared (VNIR) imaging spectroscopy, and broad band thermal instruments. Additional Information: https://gliht.gsfc.nasa.gov | G-LiHT | GCMD platforms
0 | GODDARDÂ€™S LIDAR, HYPERSPECTRAL AND THERMAL (G-LIHT) AIRBORNE IMAGING SYSTEM | Goddardâ€™s LiDAR, Hyperspectral and Thermal (G-LiHT) airborne imaging system | Goddard’s LiDAR, Hyperspectral and Thermal (G-LiHT) project at the Biospheric Sciences Laboratory at NASA’s Goddard Space Flight Center designs airborne missions that permit simultaneous measurements of vegetation structure, foliar spectra and surface temperatures. G-LiHT has been operational since 2011 and provides scientists with open access to data that are needed to understand the relationship between ecosystem form and function and to stimulate the advancement of synergistic algorithms. Additional Information: https://gliht.gsfc.nasa.gov/ | G-LiHT | GCMD projects
0 | BALLOONS/ROCKETS | Balloons/Rockets | Balloons : a nonporous bag of light material that can be inflated especially with air or gas. A bag that is filled with heated air or a gas lighter than air so as to rise and float in the atmosphere and that usually carries a suspended load (as a gondola with passengers). Rockets: A jet engine that operates on the same principle as the firework rocket, consists essentially of a combustion chamber and an exhaust nozzle, carries either liquid or solid propellants which provide the fuel and oxygen needed for combustion and thus make the engine independent of the oxygen of the air, and is used especially for the propulsion of a missile (as a bomb or shell) or a vehicle (as an airplane). A rocket-propelled bomb, missile, projectile, or vehicle. Group: Platform_Details Entry_ID: Balloons/Rockets Group: Platform_Identification Platform_Category: Balloons/Rockets Short_Name: Balloons/Rockets End_Group End_Group |  | GCMD platforms
0 | BALLOONS/ROCKETS | Balloons/Rockets |  |  | GCMD PlatformType
0 | EARTH OBSERVATION SATELLITES | Earth Observation Satellites | Earth observation satellites are satellites specifically designed to observe Earth from orbit, similar to spy satellites but intended for non-military uses such as environmental monitoring, meteorology, map making etc. Source: Wikipedia, http://en.wikipedia.org/wiki/Earth_observation_satellite Group: Platform_Details Entry_ID: Earth Observation Satellites Group: Platform_Identification Platform_Category: Earth Observation Satellites Short_Name: Earth Observation Satellites End_Group End_Group |  | GCMD platforms
0 | EARTH OBSERVATION SATELLITES | Earth Observation Satellites |  |  | GCMD PlatformType
0 | DEFENSE METEOROLOGICAL SATELLITE PROGRAM | Defense Meteorological Satellite Program | The Defense Meteorological Satellite Program (DMSP) is a Department of Defense (DoD) program run by the Air Force Space and Missle Systems Center (SMC). The DMSP designs, builds, launches, and maintains satellites monitoring the meteorological, oceanographic, and solar-terrestrial physics environments. Each DMSP satellite has a 101 minute, sun-synchronous near-polar orbit at an altitude of 830km above the surface of the earth. The visible and infrared sensors (OLS) collect images across a 3000km swath, providing global coverage twice per day. The combination of day/night and dawn/dusk satellites allows monitoring of global information such as clouds every 6 hours. The microwave imager (MI) and sounders (T1, T2) cover one half the width of the visible and infrared swath. These instruments cover polar regions at least twice and the equatorial region once per day. The space environment sensors (J4, M, IES) record along-track plasma densities, velocities, composition and drifts. The data from the DMSP satellites are received and used at operational centers continuously. The data are sent to the National Geophysical Data Centers Solar Terrestrial Physics Division (NGDC/STP) by the Air Force Weather Agency (AFWA) for creation of an archive. Additional information available at http://dmsp.ngdc.noaa.gov/dmsp.html [Summary provided by NOAA] Group: Platform_Details Entry_ID: DMSP Group: Platform_Identification Platform_Category: Earth Observation Satellites Platform_Series_or_Entity: DMSP (Defense Meteorological Satellite Program) Short_Name: DMSP Long_Name: Defense Meteorological Satellite Program End_Group Group: Platform_Associated_Instruments Short_Name: GAMMA RADIATION DETECTOR End_Group Group: Orbit Orbit_Type: LEO > Low Earth Orbit > Polar Sun-Synchronous End_Group Creation_Date: 2007-09-12 Online_Resource: http://www.ngdc.noaa.gov/dmsp/index.html Sample_Image: http://heasarc.gsfc.nasa.gov/Images/misc_missions/dmsp_sat.gif Group: Platform_Logistics Launch_Date: 1972-12-01 Primary_Sponsor: NOAA End_Group End_Group | DMSP | GCMD platforms
0 | DEFENSE METEOROLOGICAL SATELLITE PROGRAM | Defense Meteorological Satellite Program | The Defense Meteorological Satellite Program(DMSP) is a Department of Defense(DoD) program run by the Air Force Space and Missile Systems Center(SMC). The DMSP program designs, builds, launches, and maintains several near polar orbiting, sun synchronous satellites monitoring the meteorological, oceanographic, and solar-terrestrial physics environments. DMSP satellites are in a near polar orbiting, sun synchronous orbit at an altitude of approximately 830 Km above the earth. Each satellite crosses any point on the earth up to two times a day and has an orbital period of about 101 minutes thus providing nearly complete global coverage of clouds every six hours. Each DMSP satellite monitors the atmospheric, oceanographic and solar-geophysical environment of the Earth. The visible and infrared sensors collect images of global cloud distribution across a 3,000 km swath during both daytime and nighttime conditions. The coverage of the microwave imager and sounders are one-half the visible and infrared sensors coverage, thus they cover the polar regions above 60 degrees on a twice daily basis but the equatorial region on a daily basis. The space environmental sensors record along track plasma densities, velocities, composition and drifts. For more information, link to http://www.ngdc.noaa.gov/dmsp/dmsp.html | DMSP | GCMD projects
0 | EXPLORER | EXPLORER |  |  | GCMD platforms
0 | EXPLORER | Explorer |  |  | GCMD platforms
0 | JAPANESE EARTH RESOURCES SATELLITE-1 | Japanese Earth Resources Satellite-1 | [Source: JAXA, http://www.eorc.jaxa.jp/JERS-1/en/index.html ] JERS-1 is an Earth Observation Satellite to cover the global land area for national land survey, agriculture, forestry, and fishery, environmental protection, disaster protection, and coastal monitoring, etc. focusing on observation around the world and resource exploitation. It was launched into a solar-synchronous sub-recurrent orbit at an altitude of 568 km with a recurrent period of 44 days by the H-I launch vehicle on February 11, 1992 from National Space Development Agency of Japan (NASDA) Tanegashima Space Center, and has been continuing to observe and collect data with a mission data recorder by the high performance Synthetic Aperture Radar (SAR) and Optical Sensor (OPS). SAR is an active sensor which transmits microwave and observes characteristics, inequality, slope in the surface of the earth, etc. without being influenced by the weather day and night due to scattered waves from the Earth. OPS can observe in seven bands from the visible region to short wave infrared band and is capable of stereoscopic observation by forward look of 15.3 (J from nadir in near infrared band and highly is usable for identifying stones, rocks, and minerals. Group: Platform_Details Entry_ID: JERS-1 Group: Platform_Identification Platform_Category: Earth Observation Satellites Platform_Series_or_Entity: JERS Short_Name: JERS-1 Long_Name: Japanese Earth Resources Satellite-1 End_Group Group: Synonymous_Platform_Names Short_Name: FUYO-1 End_Group Group: Platform_Associated_Instruments Short_Name: OPS Short_Name: SAR End_Group Group: Orbit Orbit_Altitude: 580 km Orbit_Inclination: 98 deg Period: 96 min Orbit_Type: LEO > Low Earth Orbit > Polar Sun-Synchronous End_Group Creation_Date: 2007-10-10 Online_Resource: http://www.eorc.jaxa.jp/JERS-1/en/index.html Sample_Image: http://www.jaxa.jp/projects/sat/jers1/img/photo_jers1.jpg Group: Platform_Logistics Launch_Date: 1992-02-11 Launch_Site: Tanegashima Island, Japan Design_Life: 2 Years Primary_Sponsor: JAPAN/JAXA End_Group End_Group | JERS-1 | GCMD platforms
0 | JAPANESE EARTH RESOURCES SATELLITE-1 | Japanese Earth Resources Satellite-1 |  | JERS-1 | GCMD projects
0 | SUOMI NATIONAL POLAR-ORBITING PARTNERSHIP | Suomi National Polar-orbiting Partnership | [Text from the NPP Launch Blog, https://www.nasa.gov/mission_pages/NPP/launch/launch_blog.html ] The NPOESS Preparatory Project (NPP) spacecraft lifted off aboard a United Launch Alliance Delta II rocket from Space Launch Complex 2 at Vandenberg Air Force Base in California on Oct. 28, 2011 at 5:48 a.m. EDT. The NPP spacecraft will build on more than four decades Earth observation to help us better understand our climate. The National Polar-Orbiting Operational Environmental Satellite System (NPOESS) Preparatory Project (NPP) is a joint mission involving the National Aeronautics and Space Administrations (NASA) and the NPOESS Integrated Program Office (IPO). The NPP mission collects and distributes remotely-sensed land, ocean, and atmospheric data to the meteorological and global climate change communities as the responsibility for these measurements transitions from existing Earth-observing missions such as Aqua, Terra and Aura, to the NPOESS. It will provide atmospheric and sea surface temperatures, humidity sounding, land and ocean biological productivity, and cloud and aerosol properties. For the IPO, NPP provides risk reduction with an opportunity to demonstrate and validate new instruments and processing algorithms, as well as to demonstrate and validate aspects of the NPOESS command, control, communications and ground processing capabilities prior to the launch of the first NPOESS spacecraft. More Information: https://www.jpss.noaa.gov Group: Platform_Details Entry_ID: SUOMI-NPP Group: Platform_Identification Platform_Category: Earth Observation Satellites Platform_Series_or_Entity: Joint Polar Satellite System (JPSS) Short_Name: SUOMI-NPP Long_Name: Suomi National Polar-orbiting Partnership End_Group Group: Platform_Associated_Instruments Short_Name: CRIMSS Short_Name: ATMS Short_Name: CRIS-NPOESS Short_Name: OMPS Short_Name: VIIRS Short_Name: CERES-FM5 End_Group Group: Orbit Repeat_Cycle: 16-day Orbit_Type: LEO > Low Earth Orbit > Polar Sun-Synchronous End_Group Creation_Date: 2009-02-27 Online_Resource: https://www.jpss.noaa.gov/ Online_Resource: https://www.nasa.gov/mission_pages/NPP/main/index.html Group: Platform_Logistics Launch_Date: 2011-10-28 Launch_Site: Vandenberg Air Force Base, USA Primary_Sponsor: USA/NASA Primary_Sponsor: USA/NOAA End_Group End_Group | Suomi-NPP | GCMD platforms
0 | SUOMI NATIONAL POLAR-ORBITING PARTNERSHIP | Suomi National Polar-orbiting Partnership | NPP represents a critical first step in building the next-generation Earth-observing satellite system that will collect data on long-term climate change and short-term weather conditions. NPP is the result of a partnership between NASA, the National Oceanic and Atmospheric Administration, and the Department of Defense. More Information: https://www.nasa.gov/mission_pages/NPP/main/index.html | Suomi-NPP | GCMD projects
0 | ACTIVE SENSING OF CO2 EMISSIONS OVER NIGHTS, DAYS, AND SEASONS | Active Sensing of CO2 Emissions over Nights, Days, and Seasons | [Source: NASA ASCENDS, https://www-air.larc.nasa.gov/missions/ascends/] The Active Sensing of CO2 Emissions over Nights, Days, and Seasons (ASCENDS) mission objective is to make global atmospheric column carbon dioxide (CO2) measurements without a seasonal, latitudinal, or diurnal bias. The three science objectives are to (1) quantify global spatial distributions of atmospheric CO2 on scales of weather models in the 2010-2020 era; (2) quantify the current global spatial distribution of terrestrial and oceanic sources and sinks of CO2 on 1-degree grids at weekly resolution; and (3) provide a scientific basis for future projections of CO2 sources and sinks through data-driven enhancements of Earth system process modeling. Entry_ID: ASCENDS Group: Platform_Identification Platform_Category: Earth Observation Satellites Platform_Series_or_Entity: NASA Decadal Survey Short_Name: ASCENDS Long_Name: Active Sensing of CO2 Emissions over Nights, Days, and Seasons End_Group Group: Orbit Orbit_Type: LEO > Low Earth Orbit > Polar Sun-Synchronous End_Group Creation_Date: 2009-12-23 Online_Resource: https://www-air.larc.nasa.gov/missions/ascends/ Group: Platform_Logistics Primary_Sponsor: USA/NASA End_Group End_Group | ASCENDS | GCMD platforms
0 | ACTIVE SENSING OF CO2 EMISSIONS OVER NIGHTS, DAYS, AND SEASONS | Active Sensing of CO2 Emissions over Nights, Days, and Seasons | The Active Sensing of CO2 Emissions over Nights, Days, and Seasons (ASCENDS) mission objective is to make global atmospheric column carbon dioxide (CO2) measurements without a seasonal, latitudinal, or diurnal bias. | ASCENDS | GCMD projects
0 | GRAVITY RECOVERY AND CLIMATE EXPERIMENT FOLLOW-ON | Gravity Recovery and Climate Experiment Follow-On | [Source: GRACE-FO Home Page, https://gracefo.jpl.nasa.gov/ ] The Gravity Recovery and Climate Experiment Follow-on (GRACE-FO) mission is a partnership between NASA and the German Research Centre for Geosciences (GFZ). GRACE-FO is a successor to the original GRACE mission, which began orbiting Earth on March 17, 2002. GRACE-FO will carry on the extremely successful work of its predecessor while testing a new technology designed to dramatically improve the already remarkable precision of its measurement system. GRACE-FO, launched in May 2018, will continue the work of tracking Earths water movement to monitor changes in underground water storage, the amount of water in large lakes and rivers, soil moisture, ice sheets and glaciers, and sea level caused by the addition of water to the ocean. These discoveries provide a unique view of Earths climate and have far-reaching benefits to society and the worlds population. More Information: https://gracefo.jpl.nasa.gov/ Group: Platform_Details Entry_ID: GRACE II Group: Platform_Identification Platform_Category: Earth Observation Satellites Platform_Series_or_Entity: NASA Decadal Survey Short_Name: GRACE-FO Long_Name: Gravity Recovery and Climate Experiment Follow On End_Group Group: Orbit Orbit_Type: LEO > Low Earth Orbit > Polar Sun-Synchronous End_Group Creation_Date: 2010-05-07 Online_Resource: https://gracefo.jpl.nasa.gov/ Sample_Image: Group: Platform_Logistics Primary_Sponsor: USA/NASA End_Group End_Group | GRACE-FO | GCMD platforms
0 | GRAVITY RECOVERY AND CLIMATE EXPERIMENT FOLLOW-ON | Gravity Recovery and Climate Experiment Follow-On | GRACE-FO is a successor to the original GRACE mission. GRACE-FO will continue the work of tracking Earths water movement to monitor changes in underground water storage, the amount of water in large lakes and rivers, soil moisture, ice sheets and glaciers, and sea level caused by the addition of water to the ocean. | GRACE-FO | GCMD projects
0 | NASA EARTH SYSTEM SCIENCE PATHFINDER | NASA Earth System Science Pathfinder |  |  | GCMD platforms
0 | NASA EARTH SYSTEM SCIENCE PATHFINDER | NASA Earth System Science Pathfinder | [Source: NASA Earth System Science Pathfinder (ESSP) Program home page, http://science.nasa.gov/about-us/smd-programs/earth-system-science-pathfinder/ ] The Earth System Science Pathfinder (ESSP) Program is a science-driven Program designed to provide an innovative approach to Earth science research by providing periodic, competitively selected opportunities to accommodate new and emergent scientific priorities. ESSP Projects include developmental, high-risk, high-return Earth Science missions including advanced remote sensing instrument approaches to achieve these priorities, and often involve partnerships with other U.S. agencies and/or with international science and space organizations. These Projects are capable of supporting a variety of scientific objectives related to Earth science, including the atmosphere, oceans, land surface, polar ice regions and solid earth. Projects include development and operation of space missions, space-based remote sensing instruments for missions of opportunity, and airborne science missions, and the conduct of science research utilizing data from these missions. ESSP missions encompass the entire Project life-cycle from definition, through design, development, integration and test, launch, operations, science data analysis, distribution and archival. | ESSP | GCMD projects
0 | CLOUD-AEROSOL LIDAR AND INFRARED PATHFINDER SATELLITE OBSERVATIONS | Cloud-Aerosol Lidar and Infrared Pathfinder Satellite Observations | [Source: NASA Science Missions Directorate] The CALIPSO satellite was developed to help scientists answer significant questions and provide new information about the effects of clouds and aerosols (airborne particles) on changes in the Earths climate. Understanding these components will provide the international science community with a more comprehensive data set that is essential for a better understanding of the Earths climatic processes. Accurate climate model predictions will provide international and national leaders accurate information to make more informed policy decisions about global climate change. CALIPSO flies a 3-channel lidar with a suite of passive instruments in formation with Aqua to obtain coincident observations of radiative fluxes and atmospheric conditions. This enables new observationally based assessments of the radiative effects of aerosol and clouds that will greatly improve out ability to predict future climate change. CloudSat also flies in formation with CALIPSO to provide a comprehensive characterization of the structure and composition of clouds and their effects on climate under all weather conditions. This comprehensive set of measurements is essential for accurate quantification of global aerosol and cloud radiative effects to understand their role in formation and variation of Earths climate. This is a cooperative mission with France. For more information on CALIPSO, see: https://www-calipso.larc.nasa.gov/ Group: Platform_Details Entry_ID: CALIPSO Group: Platform_Identification Platform_Category: Earth Observation Satellites Platform_Series_or_Entity: EOS (Earth Observing System) Short_Name: CALIPSO Long_Name: Cloud-Aerosol Lidar and Infrared Pathfinder Satellite Observations End_Group Group: Platform_Associated_Instruments Short_Name: WFC Short_Name: CALIOP Short_Name: IIR End_Group Group: Orbit Orbit_Altitude: 705 km Orbit_Inclination: 98.2 degrees Period: 99 minutes Repeat_Cycle: 16 days Orbit_Type: LEO > Low Earth Orbit > Polar Sun-Synchronous End_Group Creation_Date: 2007-04-17 Online_Resource: https://www-calipso.larc.nasa.gov Online_Resource: https://eosweb.larc.nasa.gov/project/calipso/calipso_table nline_Resource: https://www.nasa.gov/mission_pages/calipso/ Group: Platform_Logistics Launch_Date: 2006-04-28 Launch_Site: Vandenberg Air Force Base, USA Design_Life: 3 years Primary_Sponsor: USA/NASA Primary_Sponsor: FRANCE/CNES Primary_Sponsor: Alcatel End_Group End_Group | CALIPSO | GCMD platforms
0 | CLOUD-AEROSOL LIDAR AND INFRARED PATHFINDER SATELLITE OBSERVATIONS | Cloud-Aerosol Lidar and Infrared Pathfinder Satellite Observations | CALIPSO was selected as an Earth System Science Pathfinder satellite mission in December 1998 to address the role of clouds and aerosols in the Earths radiation budget. NASA Langley Research Center is leading the mission and is providing overall project management, systems engineering, payload mission operations, data validation, processing and archival. CNES is providing a PROTEUS spacecraft, the imaging infrared radiometer (IIR), payload-to-spacecraft integration, and spacecraft mission operations. CALIPSO is being developed through collaboration between NASA and the French space agency, Centre National dEtudes Spatiales (CNES). CALIPSO will fly a three-channel lidar and passive instruments to provide key measurements of aerosol and cloud properties needed to improve climate predictions. CALIPSO is co-manifested with the CloudSat satellite for a October 2004 launch on a Delta II launch vehicle. They both will operate as part of a constellation of satellites including EOS Aqua, EOS Aura, and PARASOL (Polarization and Anisotropy of Reflectances for Atmospheric Science coupled with Observations from a Lidar), which is being developed by CNES. The satellites of the constellation will fly in a 705-km circular sun-synchronous polar orbit with a nominal ascending node equatorial crossing time of 13:30 local time. This constellation will provide nearly simultaneous and co-located observations that will allow numerous synergies to be realized by combining CALIPSO observations with complementary observations from other platforms. This unique data set of aerosol and cloud optical and physical properties and aerosol-cloud interactions will substantially increase our understanding of the climate system and the potential for climate change. For more information on the CALIPSO project, see: http://www-calipso.larc.nasa.gov/ For more information on NASAs Earth System Science Pathfinder (ESSP) Program, see: http://essp.gsfc.nasa.gov/ For more information on Earth Science Enterprise (ESE): http://earth.nasa.gov/ | CALIPSO | GCMD projects
0 | GRAVITY RECOVERY AND CLIMATE EXPERIMENT | Gravity Recovery and Climate Experiment | [Source: NASA Science Mission Directorate, https://www.nasa.gov/mission_pages/Grace/ ] The primary goal of the GRACE mission is to accurately map variations in the Earths gravity field over its 5-year lifetime. The GRACE mission has two identical spacecrafts flying about 220 kilometers apart in a polar orbit 500 kilometers above the Earth. It maps the Earths gravity fields by making accurate measurements of the distance between the two satellites, using geodetic quality Global Positioning System (GPS) receivers and a microwave ranging system. This provides scientists from all over the world with an efficient and cost-effective way to map the Earths gravity fields with unprecedented accuracy. The results from this mission yield crucial information about the distribution and flow of mass within the Earth and its surroundings. The gravity variations that GRACE studies include: changes due to surface and deep currents in the ocean; runoff and ground water storage on land masses; exchanges between ice sheets or glaciers and the oceans; and variations of mass within the Earth. Another goal of the mission is to create a better profile of the Earths atmosphere. The results from GRACE make a huge contribution to NASAs Earth science goals, Earth Observation System (EOS) and global climate change studies. GRACE is a joint partnership between the NASA in the United States and Deutsche Forschungsanstalt fur Luft und Raumfahrt (DLR) in Germany. Dr. Byron Tapley of The University of Texas Center for Space Research (UTCSR) is the Principal Investigator (PI), and Dr. Christoph Reigber of the GeoForschungsZentrum (GFZ) Potsdam is the Co-Principal Investigator (Co-PI). Project management and systems engineering activities are carried out by the Jet Propulsion Laboratory. Group: Platform_Details Entry_ID: GRACE Group: Platform_Identification Platform_Category: Earth Observation Satellites Short_Name: GRACE Long_Name: Gravity Recovery and Climate Experiment End_Group Group: Platform_Associated_Instruments Short_Name: BLACKJACK Short_Name: GPS Short_Name: GPS RECEIVERS Short_Name: GRACE LRR Short_Name: IPU Short_Name: KBR Short_Name: MAGNETOMETERS Short_Name: MTQ Short_Name: OBDH Short_Name: SCA Short_Name: SCS Short_Name: SLR Short_Name: SUPERSTAR Short_Name: THR Short_Name: TNK Short_Name: USO End_Group Group: Orbit Orbit_Inclination: 89 degrees Period: 94.5 minutes Perigee: 483.0 km Apogee: 508.0 km Orbit_Type: LEO > Low Earth Orbit > Polar Non-Sun-Synchronous End_Group Creation_Date: 2007-05-01 Online_Resource: https://www.nasa.gov/mission_pages/Grace/ Online_Resource: https://grace.jpl.nasa.gov/ Online_Resource: http://www2.csr.utexas.edu/grace/ Online_Resource: https://podaac.jpl.nasa.gov/grace/ Online_Resource: https://www.gfz-potsdam.de/grace/ Online_Resource: https://earthobservatory.nasa.gov/Features/GRACE/ Group: Platform_Logistics Launch_Date: 2002-03-17 Launch_Site: Plesetsk Cosmodrome, Russia Design_Life: 5 years Primary_Sponsor: USA/NASA Primary_Sponsor: Germany/DLR Primary_Sponsor: Potsdam/GFZ Primary_Sponsor: UTexas/Center for Space Research End_Group End_Group | GRACE | GCMD platforms
0 | GRAVITY RECOVERY AND CLIMATE EXPERIMENT | Gravity Recovery and Climate Experiment | [Source: NASA Science Mission Directorate, http://nasascience.nasa.gov/missions/grace ] The primary goal of the GRACE mission is to accurately map variations in the Earths gravity field over its 5-year lifetime. The GRACE mission has two identical spacecrafts flying about 220 kilometers apart in a polar orbit 500 kilometers above the Earth. It maps the Earths gravity fields by making accurate measurements of the distance between the two satellites, using geodetic quality Global Positioning System (GPS) receivers and a microwave ranging system. This provides scientists from all over the world with an efficient and cost-effective way to map the Earths gravity fields with unprecedented accuracy. The results from this mission yield crucial information about the distribution and flow of mass within the Earth and its surroundings. The gravity variations that GRACE studies include: changes due to surface and deep currents in the ocean; runoff and ground water storage on land masses; exchanges between ice sheets or glaciers and the oceans; and variations of mass within the Earth. Another goal of the mission is to create a better profile of the Earths atmosphere. The results from GRACE make a huge contribution to NASAs Earth science goals, Earth Observation System (EOS) and global climate change studies. GRACE is a joint partnership between the NASA in the United States and Deutsche Forschungsanstalt fur Luft und Raumfahrt (DLR) in Germany. Dr. Byron Tapley of The University of Texas Center for Space Research (UTCSR) is the Principal Investigator (PI), and Dr. Christoph Reigber of the GeoForschungsZentrum (GFZ) Potsdam is the Co-Principal Investigator (Co-PI). Project management and systems engineering activities are carried out by the Jet Propulsion Laboratory. For more information on the GRACE mission, see: http://www.csr.utexas.edu/grace/ http://podaac.jpl.nasa.gov/grace/ http://www-app2.gfz-potsdam.de/pb1/op/grace/ For more information on the NASA Science Mission Directorate homepage, see: http://nasascience.nasa.gov/missions/grace For more information on the Earth Observing System (EOS), see: http://eospso.gsfc.nasa.gov/ | GRACE | GCMD projects
0 | ORBITING CARBON OBSERVATORY-2 | Orbiting Carbon Observatory-2 | The OCO-2 Project science objectives are to collect the space-based measurements needed to quantify variations in the column averaged atmospheric carbon dioxide (CO2) dry air mole fraction, XCO2, with the precision, resolution, and coverage needed to improve our understanding of surface CO2 sources and sinks (fluxes) on regional scales (≥1000km) and the processes controlling their variability over the seasonal cycle. This mission validates a space-based measurement approach and analysis concept that could be used for future systematic CO2 monitoring missions. More Information: https://ocov2.jpl.nasa.gov/ Group: Platform_Details Entry_ID: OCO-2 Group: Platform_Identification Platform_Category: Earth Observation Satellites Short_Name: OCO-2 Long_Name: Orbiting Carbon Observatory-2 End_Group Group: Platform_Associated_Instruments Short_Name: OCO SPECTROMETERS End_Group Creation_Date: 2010-09-10 Online_Resource: https://ocov2.jpl.nasa.gov/ Online_Resource: https://science.jpl.nasa.gov/projects/OCO/ Online_Resource: https://www.nasa.gov/mission_pages/oco2/ Group: Platform_Logistics Launch_Date: 2014-07-02 Launch_Site: Vandenberg Air Force Base, USA Primary_Sponsor: USA/NASA End_Group End_Group | OCO-2 | GCMD platforms
0 | ORBITING CARBON OBSERVATORY-2 | Orbiting Carbon Observatory-2 | The OCO-2 Project primary science objective is to collect the first space-based measurements of atmospheric carbon dioxide with the precision, resolution and coverage needed to characterize its sources and sinks and quantify their variability over the seasonal cycle. During its two-year mission, OCO-2 will fly in a sun-synchronous, near-polar orbit with a group of Earth-orbiting satellites with synergistic science objectives whose ascending node crosses the equator near 13:30 hours Mean Local Time (MLT). Near-global coverage of the sunlit portion of Earth is provided in this orbit over a 16-day (233-revolution) repeat cycle. OCO-2’s single instrument incorporates three high-resolution grating spectrometers, designed to measure the near-infrared absorption of reflected sunlight by carbon dioxide and molecular oxygen. More Information: https://ocov2.jpl.nasa.gov/ | OCO-2 | GCMD projects
0 | AERONOMY OF ICE IN THE MESOSPHERE | Aeronomy of Ice in the Mesosphere | NASAs AIM spacecraft began its two-year mission April 25, 2007 after a flawless ride to Earth orbit aboard an Orbital Sciences Pegasus XL rocket. Launch took place at 1:26 PDT. Launch operations at Vandenberg Air Force Base in California ran smoothly, with no technical or weather issues causing concern. The AIM mission is the first dedicated to exploring mysterious ice clouds that dot the edge of space in Earths polar regions. These clouds have grown brighter and more prevalent in recent years and some scientists suggest that changes in these clouds may be the result of climate change. [Source: NASA AIM Mission Home Page https://www.nasa.gov/mission_pages/aim/index.html ] Group: Platform_Details Entry_ID: AIM Group: Platform_Identification Platform_Category: Earth Observation Satellites Platform_Series_or_Entity: NASA Small Explorers (SMEX) Short_Name: AIM Long_Name: Aeronomy of Ice in the Mesosphere End_Group Group: Platform_Associated_Instruments Short_Name: SOFIE Short_Name: CIPS-AIM Short_Name: CDE End_Group Group: Orbit Orbit_Altitude: 600km Orbit_Inclination: 97.4° inclination Orbit_Type: LEO > Low Earth Orbit > Polar Sun-Synchronous End_Group Creation_Date: 2007-05-01 Online_Resource: https://www.nasa.gov/mission_pages/aim/index.html Online_Resource: http://aim.hamptonu.edu/ Online_Resource: https://explorers.gsfc.nasa.gov/ Group: Platform_Logistics Launch_Date: 2007-04-25 Launch_Site: Vandenberg Air Force Base, USA Design_Life: 26 months Primary_Sponsor: NASA End_Group End_Group | AIM | GCMD platforms
0 | AERONOMY OF ICE IN THE MESOSPHERE | Aeronomy of Ice In the Mesosphere | AIM is the first satellite mission dedicated to the study of noctilucent or “night-shining” clouds (NLCs) also called Polar Mesospheric clouds (PMCs). It has provided the first global-scale view of the clouds over the entire 2007 Northern Hemisphere season with an unprecedented resolution of 5 km by 5 km and is nearing completion of observations in the Southern Hemisphere season. Despite a significant increase in PMC research in recent years, relatively little is known about the basic physics of these clouds at ”the edge of space” and why they are changing. They have increased in brightness over time, are being seen more often and appear to be occurring at lower latitudes than ever before. The overall goal of the baseline mission is to determine why PMCs form and vary. Since the launch of AIM on April 25, 2007, significant progress has been made in achieving this goal and that progress continues at a rapid rate. The AIM data is of very high quality and has changed our view of PMCs and their environment after only one northern hemisphere (NH) season of observations. The startling similarity between the PMC structure observed by CIPS and that seen in tropospheric clouds suggests that the mesosphere may share some of the same dynamical processes responsible for weather near Earth’s surface. If this similarity holds up in further analysis, it introduces an entirely different view of potential mechanisms responsible for PMC formation and variability. AIM has provided the most detailed picture of NH clouds ever collected: - The clouds appear every day, are widespread and are highly variable on hourly to daily time scales. - PMC brightness varies over horizontal scales of a few kilometers, and because of the AIM high horizontal resolution, we now know that over small regions the clouds are ten times brighter than measured by previous space-based instruments. - A previously suspected, but never before seen, population of very small ice particles was measured that is believed to be responsible for strong radar echoes from the summertime mesosphere. - Mesospheric ice occurs in one continuous layer extending from below the main peak at 83 km up to around 90 km. - Mesospheric cloud structures, resolved for the first time by the CIPS imager, exhibit complex features present in normal tropospheric clouds. INFORMATION PROVIDED BY http://aim.hamptonu.edu/mission/index.html | AIM | GCMD projects
0 | NIMBUS-7 | Nimbus-7 | The Nimbus 7 research-and-development satellite served as a stabilized, earth-oriented platform for the testing of advanced systems for sensing and collecting data in the pollution, oceanographic and meteorological disciplines. The polar-orbiting spacecraft consisted of three major structures: (1) a hollow torus-shaped sensor mount, (2) solar paddles, and (3) a control housing unit that was connected to the sensor mount by a tripod truss structure. Configured somewhat like an ocean buoy, Nimbus-7 was nearly 3.04 m tall, 1.52 m in diameter at the base, and about 3.96 m wide with solar paddles extended. The sensor mount that formed the satellite base housed the electronics equipment and battery modules. The lower surface of the torus provided mounting space for sensors and antennas. A box-beam structure mounted within the center of the torus provided support for the larger sensor experiments. Mounted on the control housing unit, which was located on top of the spacecraft, were sun sensors, horizon scanners, and a command antenna. The spacecraft spin axis was pointed at the earth. An advanced attitude-control system permitted the spacecrafts orientation to be controlled to within plus or minus 1 deg in all three axes (pitch, roll, and yaw). Eight experiments were selected: (1) Limb Infrared Monitoring of the Stratosphere (LIMS), (2) Stratospheric And Mesopheric Sounder (SAMS), (3) Coastal-Zone Color Scanner (CZCS), (4) Stratospheric Aerosol Measurement II (SAM II), (5) Earth Radiation Budget (ERB), (6) Scanning Multichannel Microwave Radiometer (SMMR), (7) Solar Backscatter UV and Total Ozone Mapping Spectrometer (SBUV/TOMS), and (8) Temperature-Humidity Infrared Radiometer (THIR). These sensors were capable of observing several parameters at and below the mesospheric levels. The Nimbus-7 spacecraft was turned off in 1994 after 16 years of service. Group: Platform_Details Entry_ID: NIMBUS-7 Group: Platform_Identification Platform_Category: Earth Observation Satellites Platform_Series_or_Entity: NIMBUS Short_Name: NIMBUS-7 End_Group Group: Synonymous_Platform_Names Short_Name: Nimbus-G End_Group Group: Platform_Associated_Instruments Short_Name: CZCS Short_Name: TOMS Short_Name: SBUV Short_Name: LIMS Short_Name: THIR Short_Name: SAMS Short_Name: SMMR Short_Name: ERB End_Group Group: Orbit Orbit_Altitude: 955 km Orbit_Inclination: 99.1 degree Equator_Crossing: 12:00 PM for ascending and 12:00 AM for descending Period: 104.15 min. Repeat_Cycle: 6 days End_Group Creation_Date: 2007-10-17 Online_Resource: http://nssdc.gsfc.nasa.gov/database/MasterCatalog?sc=1978-098A Online_Resource: http://nasascience.nasa.gov/missions/nimbus Sample_Image: http://toms.gsfc.nasa.gov/n7toms/images/n7c100small.gif Group: Platform_Logistics Launch_Date: 1978-10-24 Launch_Site: Vandenberg Air Force Base, USA Primary_Sponsor: USA/NASA End_Group End_Group | Nimbus-7 | GCMD platforms
0 | NIMBUS-7 | NIMBUS-7 | The Nimbus 7 research-and-development satellite served as a stabilized, earth-oriented platform for the testing of advanced systems for sensing and collecting data in the pollution, oceanographic and meteorological disciplines. The polar-orbiting spacecraft consisted of three major structures: (1) a hollow torus-shaped sensor mount, (2) solar paddles, and (3) a control housing unit that was connected to the sensor mount by a tripod truss structure. Configured somewhat like an ocean buoy, Nimbus 7 was nearly 3.04 m tall, 1.52 m in diameter at the base, and about 3.96 m wide with solar paddles extended. The sensor mount that formed the satellite base housed the electronics equipment and battery modules. The lower surface of the torus provided mounting space for sensors and antennas. A box-beam structure mounted within the center of the torus provided support for the larger sensor experiments. Mounted on the control housing unit, which was located on top of the spacecraft, were sun sensors, horizon scanners, and a command antenna. The spacecraft spin axis was pointed at the earth. An advanced attitude-control system permitted the spacecrafts orientation to be controlled to within plus or minus 1 deg in all three axes (pitch, roll, and yaw). Eight experiments were selected: (1) limb infrared monitoring of the stratosphere (LIMS), (2) stratospheric and mesopheric sounder (SAMS), (3) coastal-zone color scanner (CZCS), (4) stratospheric aerosol measurement II (SAM II), (5) earth radiation budget (ERB), (6) scanning multichannel microwave radiometer (SMMR), (7) solar backscatter UV and total ozone mapping spectrometer (SBUV/TOMS), and (8) temperature-humidity infrared radiometer (THIR). These sensors were capable of observing several parameters at and below the mesospheric levels. More details can be found in The Nimbus 7 Users Guide (TRF B30045) and Nimbus-7 Data Product Summary (NASA RP-1215), available from NSSDC. | NIMBUS-7 | GCMD projects
0 | SENTINEL-3A | Sentinel-3A | Mission Details Launch Date: Sentinel-3A - 16 February 2016 Sentinel-3B - 25 April 2018 Operational lifepsan: 7 years (With consumables for 12) Mission objectives: Measuring sea-surface topography, sea-surface height and significant wave height Measuring ocean and land-surface temperature Measuring ocean and land-surface colour Monitoring sea and land ice topography Sea-water quality and pollution monitoring Inland water monitoring, including rivers and lakes Aid ocean forecasts with acquired data Climate monitoring and modelling Land-use change monitoring Forest cover mapping Fire detection Weather forecasting Measuring Earths thermal radiation for atmospheric applications Mission Orbit: Orbit Type: Sun-synchronous Orbit Height: 814 km Inclination: 98.6o Repeat Cycle: 27 days Payload: OLCI (Ocean and Land Colour Instrument) SLSTR (Sea and Land Surface Temperature Radiometer) SRAL (Synthetic Aperture Radar Altimeter) MWR (Microwave Radiometer) DORIS LRR (Laser Retroreflector) GNSS (Global Navigation Satellite System) Resolution and Swath Width: OLCI - 1270 km SLSTR - 1420 km Configuration: In addition to the observation instruments, the Sentinel-3 spacecraft will carry the GNSS (Global Navigation Satellite System) and LRR (Laser Retro Reflector) instruments. GNSS will provide precise orbit determination and can track multiple satellites simultaneously. LRR will be used to accurately locate the satellite in orbit using a laser ranging system. The dimensions of the craft are: 3.7 x 2.2 x 2.2 m with a weight (at time of launch) of 1250 kg. Launch vehicle: Rockot (Sentinel-3A and -3B) Operator: EUMETSAT Contractors: Thales Alenia Space is the prime contractor, responsible for constructing the spacecraft and the SRAL instrument, as well as contributing to the supply of the SLSTR instrument. Many European companies are involved in supplying the SLSTR instrument, including SELEX Galileo, RAL (Rutherford Appleton Laboratory), Jena-Optronik, Thales Alenia Space, ABSL and ESA-ESTEC. EADS CASA Espacio is contracted to provide the MWR instrument. CNES is contracted to provide the DORIS instrument. Eurockot and Arianespace are contracted to launch the spacecraft. | Sentinel-3A | GCMD platforms
0 | SENTINEL-3A | Sentinel-3A | Sentinel-3 is primarily an ocean mission, however, the mission is also able to provide atmospheric and land applications. The mission provides data continuity for the ERS, Envisat and SPOT satellites. Sentinel-3 makes use of multiple sensing instruments to accomplish its objectives; SLSTR (Sea and Land Surface Temperature Radiometer), OLCI (Ocean and Land Colour Instrument), SRAL (SAR Altimeter), DORIS, and MWR (Microwave Radiometer). | Sentinel-3A | GCMD projects
0 | TELEVISION INFRARED OBSERVATION SATELLITE | Television Infrared Observation Satellite |  | TIROS | GCMD platforms
0 | TELEVISION INFRARED OBSERVATION SATELLITE | Television Infrared Observation Satellite | The TIROS Program (Television Infrared Observation Satellite) was NASAs first experimental step to determine if satellites could be useful in the study of the Earth. At that time, the effectiveness of satellite observations was still unproven. Since satellites were a new technology, the TIROS Program also tested various design issues for spacecraft: instruments, data and operational parameters. The goal was to improve satellite applications for Earth-bound decisions, such as should we evacuate the coast because of the hurricane?. The TIROS Programs first priority was the development of a meteorological satellite information system. Weather forecasting was deemed the most promising application of space-based observations. TIROS proved extremely successful, providing the first accurate weather forecasts based on data gathered from space. TIROS began continuous coverage of the Earths weather in 1962, and was used by meteorologists worldwide. The programs success with many instrument types and orbital configurations lead to the development of more sophisticated meteorological observation satellites. | TIROS | GCMD projects
0 | AQUARIUS SAC-D | Aquarius SAC-D | [Aquarius completed its primary three-year mission in November 2014] Mission Overview The Aquarius/SAC-D mission was developed collaboratively between NASA and Argentinas space agency, Comisión Nacional de Actividades Espaciales (CONAE) to best meet the goals of each agency while giving priority to salinity measurements. CONAE built complementary sensors to detect rain, sea ice, and wind speed, plus sea surface temperature sampling. CONAE-sponsored instruments — including sensors from the French Space Agency (Centre National dEtudes Spatiales, CNES) and another from the Italian Space Agency (Agenzia Spaziale Italiana, ASI) — provide environmental data for a wide range of applications, including natural hazards, land processes, epidemiological studies, and air quality issues. Group: Platform_Details Entry_ID: AQUARIUS_SAC-D Group: Platform_Identification Platform_Category: Earth Observation Satellites Short_Name: AQUARIUS_SAC-D Long_Name: Aquarius SAC-D End_Group Group: Platform_Associated_Instruments Short_Name: AQUARIUS_RADIOMETER Short_Name: AQUARIUS_SCATTEROMETER End_Group Group: Orbit Orbit_Altitude: 657 Orbit_Inclination: 98 Equator_Crossing: 18:00 Local time: e.g. Period: 98 Repeat_Cycle: 7 Orbit_Type: LEO > LOW EARTH ORBIT > POLAR SUN-SYNCHRONOUS End_Group Creation_Date: 2013-04-01 Online_Resource: https://aquarius.nasa.gov/ Group: Platform_Logistics Launch_Date: 2011-06-10 Launch_Site: VANDENBERG AIR FORCE BASE, USA Design_Life: 3 years Primary_Sponsor: NASA Primary_Sponsor: CONAE End_Group End_Group | Aquarius_SAC-D | GCMD platforms
0 | AQUARIUS SAC-D | AQUARIUS SAC-D | Mission Overview The joint U.S./Argentinian Aquarius/Satélite de Aplicaciones Científicas (SAC)-D mission will map the salinity—the concentration of dissolved salt—at the ocean surface, information critical to improving our understanding of two major components of Earths climate system: the water cycle and ocean circulation. By measuring ocean salinity from space, Aquarius will provide new insights into how the massive natural exchange of freshwater between the ocean, atmosphere and sea ice influences ocean circulation, weather and climate. Because ocean surface salinity varies from place to place and over time, scientists can use it to trace the oceans role in Earths water cycle. For example, more than 85 percent of global evaporation and more than 75 percent of global precipitation occur over the ocean. By measuring changes in ocean surface salinity caused by these processes, as well as by ice melting and river runoff, Aquarius/SAC-D will provide important new information about how Earths freshwater moves between the ocean and atmosphere and around the globe. Knowing ocean surface salinity can also help scientists track ocean currents and better understand ocean circulation. Salinity, together with temperature, determines how dense and buoyant seawater is. This, in turn, drives how ocean waters are layered and mixed and the formation of water masses. Salinity also has a major effect on ocean circulation, including the flow of currents that move heat from the tropics to the poles. Aquarius/SAC-D will provide essential ocean surface salinity data needed to link the water cycle and ocean circulation—two major components of the climate system. This information, in turn, will help scientists improve the accuracy of computer climate models. Global ocean salinity has been an area of much scientific uncertainty. Past measurements of salinity have been limited mostly to summertime observations in shipping lanes. Recently, a European mission has begun making ocean surface salinity measurements. With the launch of Aquarius/SAC-D, scientists will collect more data in the missions first few months than had been amassed by ships and in-water sensors during the previous 125 years. Scheduled for launch no earlier than June 2011, Aquarius/SAC-D is designed to measure ocean surface salinity for at least three years, repeating its global pattern every seven days. During its lifetime, the mission will provide monthly maps of global changes in ocean surface salinity with a resolution of 150 kilometers (93 miles), showing how salinity changes from month-to-month, season-to-season and year-to-year. The spacecraft will fly in a sun-synchronous orbit 657 kilometers (408 miles) above Earths surface. NASAs Aquarius is the primary instrument on the SAC-D spacecraft. It consists of three passive microwave radiometers to detect the surface emission that is used to obtain salinity and an active scatterometer to measure the ocean waves that affect the precision of the salinity measurement. While salinity levels in the open ocean generally range from 32 to 37 practical salinity units, or psu (roughly equivalent to parts per thousand), the Aquarius sensor will be able to detect changes in salinity as small as 0.2 psu. This is equivalent to about a pinch (i.e., 1/8 of a teaspoon) of salt in one gallon of water. Aquarius/SAC-D is a collaboration between NASA and Argentinas space agency, Comision Nacional de Actividades Espaciales (CONAE), with participation from Brazil, Canada, France and Italy. The Aquarius instrument was jointly built by NASAs Jet Propulsion Laboratory, Pasadena, Calif., and NASAs Goddard Space Flight Center, Greenbelt, Md. JPL will manage Aquarius through the missions commissioning phase and will archive mission data. Goddard will manage the missions operations phase and process Aquarius science data. NASAs Launch Services Program at the Kennedy Space Center in Florida is managing the launch. CONAE is providing the SAC-D spacecraft, an optical camera, a thermal camera in collaboration with Canada, a microwave radiometer, sensors developed by various Argentine institutions, and the mission operations center in Argentina. France and Italy are also contributing instruments. | AQUARIUS SAC-D | GCMD projects
0 | CHALLENGING MINISATELLITE PAYLOAD | Challenging Minisatellite Payload | CHAMP will generate for the first time simultaneously highly precise gravity and magnetic field measurements over a 5 years period. This will allow us to detect besides the spatial variations of both fields also their variability with time. The CHAMP mission will open a new era in geopotential research and will become a significant contributor to the Decade of Geopotentials. It will perform the following three tasks: 1) Mapping of the Earths global long to medium wavelength gravity field and temporal variations with applications in the geophysics, geodesy and oceanography; 2) Mapping of the Earths global magnetic field and temporal variations with applications in geophysics and solar terrestrial physics; 3) Atmosphere/ionosphere sounding with applications in global climate studies, weather forecasting, disaster research and navigation. CHAMP-derived data will serve as an ideal basis for a further refinement of modern satellite surveying methods and constructing digital terrain models covering large land and ice areas for remote sensing applications and for cartography. The evaluation of all three kinds of signals CHAMP will be observing will allow a complete and integrated modeling of the structure and dynamics of the Earth core and mantle. Such an improvement will strongly enhance studies concerning the structure and composition of the Earths interior and will open new insights and application areas in geodesy, solid Earth physics and oceanography. Launch: Launched: July 15, 2000 Launch Site: Plesetzk, Russia Orbit: Altitude: 450 km and circular Inclination: 87.27 Period: 94 minutes Non-Sun-Synchronous Vital Statistics: Weight: 500 kg Power: 167 watts Design Life: 5 years Instruments: LRR (Laser Retro Reflector) OVM (Overhauser Magnetometer) and the FGM (Fluxgate Magnetometer) DIDM (Digital Ion Drift Meter) ACC (Accelerometer) GPS (Global Positioning System) Receiver CHAMP home Page: http://op.gfz-potsdam.de/champ/ [Summary provided by NASA.] Group: Platform_Details Entry_ID: CHAMP Group: Platform_Identification Platform_Category: Earth Observation Satellites Short_Name: CHAMP Long_Name: Challenging Minisatellite Payload End_Group Group: Synonymous_Platform_Names Short_Name: CHAMP End_Group Group: Platform_Associated_Instruments Short_Name: CHAMP-BLACKJACK Short_Name: MAGNETOMETERS Short_Name: FLUXGATE MAGNETOMETERS Short_Name: DIDM Short_Name: ACCELEROMETERS Short_Name: GPS End_Group Group: Orbit Orbit_Altitude: 450 km Orbit_Inclination: 87.27 Period: 94 min Orbit_Type: LEO > Low Earth Orbit > Polar Non-Sun-Synchronous End_Group Creation_Date: 2007-09-24 Online_Resource: http://op.gfz-potsdam.de/champ/ Online_Resource: http://science.nasa.gov/missions/champ/ Online_Resource: http://eospso.gsfc.nasa.gov/eos_homepage/mission_profiles/show_mission.php?id=66 Sample_Image: http://www.gfz-potsdam.de/pb1/op/champ/media_CHAMP/champ_startconf.jpg Group: Platform_Logistics Launch_Date: 2000-07-15 Launch_Site: Plesetsk Cosmodrome, Russia Primary_Sponsor: Germany/GFZ Primary_Sponsor: USA/NASA End_Group End_Group | CHAMP | GCMD platforms
0 | CHALLENGING MINISATELLITE PAYLOAD | Challenging Minisatellite Payload | CHAMP (CHAllenging Minisatellite Payload) is a German small satellite mission for geoscientific and atmospheric research and applications, managed by GFZ. With its highly precise, multifunctional and complementary payload elements (magnetometer, accelerometer, star sensor, GPS receiver, laser retro reflector, ion drift meter) and its orbit characteristics (near polar, low altitude, long duration) CHAMP will generate for the first time simultaneously highly precise gravity and magnetic field measurements over a 5 years period. This will allow to detect besides the spatial variations of both fields also their variability with time. The CHAMP mission will open a new era in geopotential research and will become a significant contributor to the Decade of Geopotentials. In addition with the radio occultation measurements onboard the spacecraft and the infrastructure developed on ground, CHAMP will become a pilot mission for the pre-operational use of space-borne GPS observations for atmospheric and ionospheric research and applications in weather prediction and space weather monitoring. | CHAMP | GCMD projects
0 | CYCLONE GLOBAL NAVIGATION SATELLITE SYSTEM | Cyclone Global Navigation Satellite System | The CYGNSS mission will use eight micro-satellites to measure wind speeds over Earths oceans, increasing the ability of scientists to understand and predict hurricanes. Each satellite will take information based on the signals from four GPS satellites. More information: https://www.nasa.gov/cygnss http://clasp-research.engin.umich.edu/missions/cygnss/ | CYGNSS | GCMD platforms
0 | CYCLONE GLOBAL NAVIGATION SATELLITE SYSTEM | Cyclone Global Navigation Satellite System | Launched on 15 December 2016, CYGNSS is a NASA Earth System Science Pathfinder Mission that is intended to collect the first frequent space‐based measurements of surface wind speeds in the inner core of tropical cyclones. Made up of a constellation of eight micro-satellites, the observatories provide nearly gap-free Earth coverage using an orbital inclination of approximately 35° from the equator, with a mean (i.e., average) revisit time of seven hours and a median revisit time of three hours. This inclination allows CYGNSS to measure ocean surface winds between approximately 38° N and 38° S latitude. This range includes the critical latitude band for tropical cyclone formation and movement. CYGNSS is NASA’s first mission to perform surface remote sensing using an existing Global Navigation Satellite System (GNSS). | CYGNSS | GCMD projects
0 | GREENHOUSE GASES OBSERVING SATELLITE | Greenhouse Gases Observing Satellite | [Source: ESA Earthnet Online, http://earth.esa.int/object/index.cfm?fobjectid=5096] GOSAT (Greenhouse gases Observing Satellite) is a JAXA (Japan Aerospace Exploration Agency) mission within the GCOM (Global Change Observation Mission) program of Japan. The GOSAT mission goals call for the study of the transport mechanisms of greenhouse gases such as carbon dioxide (CO2) and methane (CH4). The emphasis is on atmospheric monitoring to clarify the sources and sinks of CO2 on a sub-continental scale. The overall mission objective is to contribute to environmental administration by estimating the Green House Gases (GHGs) source and sink on a sub-continental scale and to support the Kyoto protocol that was adsorbed at COP3/UNFCCC (3rd session of the conference in the framework of climate change) in 1997. The protocol calls for a reduction of greenhouse gases, in particular CO2; it requires all parties to reduce their emissions by 5% below the level of the year 1990, for the period of 2008-2012 Group: Platform_Details Entry_ID: GOSAT Group: Platform_Identification Platform_Category: Earth Observation Satellites Short_Name: GOSAT Long_Name: Greenhouse Gases Observing Satellite End_Group Group: Synonymous_Platform_Names Short_Name: IBUKI Short_Name: 2009-002A End_Group Group: Platform_Associated_Instruments Short_Name: TANSO-FTS Short_Name: TANSO-CAI End_Group Group: Orbit Orbit_Altitude: 666 km Repeat_Cycle: 3 days Orbit_Type: LEO > Low Earth Orbit > Polar Sun-Synchronous End_Group Creation_Date: 2010-08-24 Online_Resource: http://www.gosat.nies.go.jp/index_e.html Online_Resource: http://www.jaxa.jp/projects/sat/gosat/index_e.html Online_Resource: https://data.gosat.nies.go.jp/GosatUserInterfaceGateway/guig/GuigPage/open.do Online_Resource: http://earth.esa.int/object/index.cfm?fobjectid=5096 Sample_Image: http://www.jaxa.jp/projects/sat/gosat/img/photo-1_goast.jpg Group: Platform_Logistics Launch_Date: 2009-01-23 Launch_Site: Tanegashima Island, Japan Primary_Sponsor: JP/JAXA End_Group End_Group | GOSAT | GCMD platforms
0 | GREENHOUSE GASES OBSERVING SATELLITE | Greenhouse gases Observing SATellite |  | GOSAT | GCMD projects
0 | GLOBAL PRECIPITATION MEASUREMENT | Global Precipitation Measurement | [Text Source: NASA Science Missions Directorate Homepage, https://pmm.nasa.gov/GPM ] GPM Constellation is a joint mission with the Japan Aerospace Exploration Agency (JAXA) and other international partners. Building upon the success of the Tropical Rainfall Measuring Mission (TRMM), it will initiate the measurement of global precipitation, a key climate factor. Its science objectives are: to improve ongoing efforts to predict climate by providing near-global measurement of precipitation, its distribution, and physical processes; to improve the accuracy of weather and precipitation forecasts through more accurate measurement of rain rates and latent heating; and to provide more frequent and complete sampling of the Earths precipitation. GPM Constellation is envisioned to consist of a core spacecraft to measure precipitation structure and to provide a calibration standard for the constellation spacecraft, an international constellation of NASA and contributed spacecraft to provide frequent precipitation measurements on a global basis, calibration/validation sites distributed globally with a broad array of precipitation-measuring instrumentation, and a global precipitation data system to produce and distribute global rain maps and climate research products. The GPM Core Observatory carries the first space-borne Ku/Ka-band Dual-frequency Precipitation Radar (DPR) and a multi-channel GPM Microwave Imager (GMI). The DPR instrument, which provides three dimensional measurements of precipitation structure over 78 and 152 mile (125 and 245 km) swaths, consists of a Ka-band precipitation radar (KaPR) operating at 35.5 GHz and a Ku-band precipitation radar (KuPR) operating at 13.6 GHz. Relative to the TRMM precipitation radar, the DPR is more sensitive to light rain rates and snowfall. In addition, simultaneous measurements by the overlapping of Ka/Ku-bands of the DPR can provide new information on particle drop size distributions over moderate precipitation intensities. In addition, by providing new microphysical measurements from the DPR to complement cloud and aerosol observations, GPM is expected to provide further insights into how precipitation processes may be affected by human activities. The GMI instrument is a conical-scanning multi-channel microwave radiometer covering a swath of 550 miles (885 km) with thirteen channels ranging in frequency from 10 GHz to 183 GHz. The GMI uses a set of frequencies that have been optimized over the past two decades to retrieve heavy, moderate and light precipitation using the polarization difference at each channel as an indicator of the optical thickness and water content. Group: Platform_Details Entry_ID: GPM Group: Platform_Identification Platform_Category: Earth Observation Satellites Short_Name: GPM Long_Name: Global Precipitation Measurement End_Group Group: Platform_Associated_Instruments Short_Name: GMI Short_Name: DPR End_Group Group: Orbit Orbit_Type: LEO > Low Earth Orbit > Polar Non-Sun-Synchronous End_Group Creation_Date: 2009-02-25 Online_Resource: https://pmm.nasa.gov/GPM Online_Resource: http://global.jaxa.jp/projects/sat/gpm/index.html Online_Resource: http://www.eorc.jaxa.jp/GPM/index_e.htm Group: Platform_Logistics Launch_Date: 2014-01-25 Launch_Site: TANEGASHIMA ISLAND, JAPAN Primary_Sponsor: USA/NASA Primary_Sponsor: JAPAN/JAXA End_Group End_Group | GPM | GCMD platforms
0 | GLOBAL PRECIPITATION MEASUREMENT | Global Precipitation Measurement | [Text Source: NASA Science Missions Directorate Homepage, http://nasascience.nasa.gov/missions/gpm/ ] GPM Constellation is a joint mission with the Japan Aerospace Exploration Agency (JAXA) and other international partners. Building upon the success of the Tropical Rainfall Measuring Mission (TRMM), it will initiate the measurement of global precipitation, a key climate factor. Its science objectives are: to improve ongoing efforts to predict climate by providing near-global measurement of precipitation, its distribution, and physical processes; to improve the accuracy of weather and precipitation forecasts through more accurate measurement of rain rates and latent heating; and to provide more frequent and complete sampling of the Earths precipitation. GPM Constellation is envisioned to consist of a core spacecraft to measure precipitation structure and to provide a calibration standard for the constellation spacecraft, an international constellation of NASA and contributed spacecraft to provide frequent precipitation measurements on a global basis, calibration/validation sites distributed globally with a broad array of precipitation-measuring instrumentation, and a global precipitation data system to produce and distribute global rain maps and climate research products. | GPM | GCMD projects
0 | ICE, CLOUD AND LAND ELEVATION SATELLITE | Ice, Cloud and Land Elevation Satellite | [Source: NASA ICESat home page] ICESat (Ice, Cloud,and land Elevation Satellite) is the benchmark Earth Observing System mission for measuring ice sheet mass balance, cloud and aerosol heights, as well as land topography and vegetation characteristics. From 2003 to 2009, the ICESat mission provided multi-year elevation data needed to determine ice sheet mass balance as well as cloud property information, especially for stratospheric clouds common over polar areas. It also provided topography and vegetation data around the globe, in addition to the polar-specific coverage over the Greenland and Antarctic ice sheets. Group: Platform_Details Entry_ID: ICESAT Group: Platform_Identification Platform_Category: Earth Observation Satellites Short_Name: ICESAT Long_Name: Ice, Cloud and Land Elevation Satellite End_Group Group: Synonymous_Platform_Names Short_Name: ICESAT End_Group Group: Platform_Associated_Instruments Short_Name: GLAS End_Group Group: Orbit Orbit_Altitude: ~600 km Orbit_Inclination: 94 degrees Period: ~97 minutes Repeat_Cycle: 91 days with ~33 days subcycle Perigee: 593 km (368 mi) Apogee: 610 km (379 mi) Orbit_Type: LEO > Low Earth Orbit > Polar Non-Sun-Synchronous End_Group Creation_Date: 2007-04-16 Online_Resource: https://icesat.gsfc.nasa.gov/ Online_Resource: http://www.csr.utexas.edu/glas/atbd.html Group: Platform_Logistics Launch_Date: 2003-01-12 Launch_Site: Vandenberg Air Force Base, USA Design_Life: 3 years Primary_Sponsor: USA/NASA End_Group End_Group | ICESat | GCMD platforms
0 | ICE, CLOUD AND LAND ELEVATION SATELLITE | Ice, Cloud and Land Elevation Satellite | ICESat (Ice, Cloud, and land Elevation Satellite) is the benchmark Earth Observing System (EOS) mission for measuring ice sheet mass balance, cloud and aerosol heights, as well as land topography and vegetation characteristics. The ICESat mission will provide multi-year elevation data needed to determine ice sheet mass balance as well as cloud property information, especially for stratospheric clouds common over polar areas. It will also provide topography and vegetation data around the globe, in addition to the polar-specific coverage over the Greenland and Antarctic ice sheets. NASA selected Ball Aerospace to provide its Ball Commercial Platform 2000 (BCP 2000) spacecraft bus for the laser altimetry mission. In cooperation with Colorado University/ Laboratory for Atmospheric and Space Physics (LASP), Ball Aerospace will provide the mission operations for ICESat. This includes a Mission Operations Center, a Flight Operations Team, and a Flight Dynamics System, all based on systems currently supporting other similar missions. ICESat data will be archived and distributed by the National Snow and Ice Data Center (NSIDC). The Geoscience Laser Altimeter System (GLAS) is the sole instrument on the ICESat flight. ICESat was successfully launched on January 12, 2003. For more information on ICESat, see: http://icesat.gsfc.nasa.gov/ For more information on the Earth Observing System (EOS), see: http://eospso.gsfc.nasa.gov/ | ICESAT | GCMD projects
0 | ORBITING CARBON OBSERVATORY | Orbiting Carbon Observatory | NASA’s Orbiting Carbon Observatory satellite failed to reach orbit after its 4:55 a.m. EST liftoff Feb. 24 (2009) from California’s Vandenberg Air Force Base. Preliminary indications are that the fairing on the Taurus XL launch vehicle failed to separate. The fairing is a clamshell structure that encapsulates the satellite as it travels through the atmosphere. The spacecraft did not reach orbit and likely landed in the Pacific Ocean near Antarctica, said John Brunschwyler, the program manager for the Taurus XL. A Mishap Investigation Board is to determine the cause of the launch failure. [Source: NASA OCO Project Home Page, https://www.nasa.gov/mission_pages/oco2/ ] The Orbiting Carbon Observatory (OCO) is a new Earth orbiting mission sponsored by NASAs Earth System Science Pathfinder Project (ESSP) Program. The ESSP Program funds competitively selected, low to moderate cost Earth Science missions. These highly focused missions acquire exploratory measurements of the atmosphere, the oceans, the land surface and the solid Earth. These missions share a common goal of improving the capability of Earth scientists to predict changes in weather, climate and natural hazards. After launch in 2009, the OCO mission will collect precise global measurements of carbon dioxide (CO2) in the Earths atmosphere. Scientists will analyze OCO data to improve our understanding of the natural processes and human activities that regulate the abundance and distribution of this important greenhouse gas. This improved understanding will enable more reliable forecasts of future changes in the abundance and distribution of CO2 in the atmosphere and the effect that these changes may have on the Earths climate. The Jet Propulsion Laboratory will lead the OCO effort. Orbital Sciences Corporation and Hamilton Sundstrand Sensor Systems will partner with JPL to realize this vital mission. Group: Platform_Details Entry_ID: OCO Group: Platform_Identification Platform_Category: Earth Observation Satellites Short_Name: OCO Long_Name: Orbiting Carbon Observatory End_Group Group: Platform_Associated_Instruments Short_Name: OCO SPECTROMETERS Short_Name: NEAR-INFRARED SPECTROMETER End_Group Group: Orbit Orbit_Altitude: 705 km Orbit_Inclination: 98.2 degrees Orbit_Type: LEO > Low Earth Orbit > Polar Sun-Synchronous End_Group Creation_Date: 2007-05-21 Online_Resource: https://www.nasa.gov/mission_pages/oco2/ Group: Platform_Logistics Design_Life: 2 years Primary_Sponsor: USA/NASA End_Group End_Group | OCO | GCMD platforms
0 | ORBITING CARBON OBSERVATORY | Orbiting Carbon Observatory | The Orbiting Carbon Observatory-2 (OCO-2) is based on the original OCO mission that was developed under the NASA Earth System Science Pathfinder (ESSP) Program Office and launched from Vandenberg Air Force Base on February 24, 2009. Before spacecraft separation, a launch vehicle anomaly occurred that prevented the OCO spacecraft from reaching injection orbit. The spacecraft was destroyed during re-entry. The Orbiting Carbon Observatory-2 (OCO-2) mission was authorized to enter a tailored formulation phase on March 8, 2010. As outlined in the Formulation Authorization Document, the OCO-2 Project is directed to make every effort “to duplicate the original OCO design using identical hardware, drawings, documents, procedures, and software wherever possible and practical” to minimize cost risk, schedule risk, and performance risk. For more information: https://ocov2.jpl.nasa.gov/ | OCO | GCMD projects
0 | ATMOSPHERIC CHEMISTRY EXPERIMENT | Atmospheric Chemistry Experiment | Launched on August 12, 2003, SCISAT helps a team of Canadian and international scientists improve their understanding of the depletion of the ozone layer, with a special emphasis on the changes occurring over Canada and in the Arctic. SCISAT focuses its attention in the stratosphere, where the ozone layer is located. SCISAT is providing the most accurate measurements to date of chemicals that affect ozone, which blocks the suns biologically damaging ultraviolet radiation and prevents most of it from reaching the Earths surface. http://www.nasa.gov/missions/earth/scisat.html Group: Platform_Details Entry_ID: SCISAT-1/ACE Group: Platform_Identification Platform_Category: Earth Observation Satellites Short_Name: SCISAT-1/ACE Long_Name: Atmospheric Chemistry Experiment End_Group Group: Synonymous_Platform_Names Short_Name: SCISAT End_Group Group: Orbit Orbit_Type: HEO > Highly Elliptical Orbit End_Group Creation_Date: 2007-11-28 Online_Resource: http://earth.esa.int/SCISAT-1ACE/ Online_Resource: http://www.nasa.gov/missions/earth/scisat.html Sample_Image: http://www.space.gc.ca/asc/img/scisat_061213_thum.jpg Group: Platform_Logistics Launch_Date: 2003-08-12 Primary_Sponsor: Canada/CSA End_Group End_Group | SCISAT-1/ACE | GCMD platforms
0 | ATMOSPHERIC CHEMISTRY EXPERIMENT | Atmospheric Chemistry Experiment | The principal goal of the Atmospheric Chemistry Experiment (ACE) mission is to investigate the chemical processes that are involved in the distribution of ozone in the atmosphere. The ACE mission will work in conjunction with other instruments and missions planned by NASA, the European Space Agency, and other international partners over the next decade to gain a better understanding of the chemistry and dynamics of the atmosphere that affect the Earth?s protective ozone layer. The analysis of the large amount of data that will be collected will lead to a more informed assessment of international environmental policies such as the Montreal Protocol for the elimination of chlorofluorocarbons (CFCs). The overall objective of the ACE mission is to improve our understanding of the depletion of the ozone layer, focusing close attention to what is happening over Canada and the Arctic. The measurements obtained by the ACE-FTS and MAESTRO instruments will be combined with data gathered by ground-based, balloon-based and other space-based projects in order to obtain the best possible information to predict future trends relating to the ozone layer and its depletion. The Government of Canada is working with the international scientific community to determine the extent and causes of atmospheric changes that threaten human health and safety. Sound scientific data is essential to finding effective solutions to problems such as depletion of the ozone layer and climate change. Environment Canada?s studies of the ozone layer, which began over 50 years ago, support a worldwide research and atmospheric monitoring program. And, through the leadership of the Canadian Space Agency, Canada is also involved in research studying the ozone layer from space. View the SCISAT homepage at: http://www.space.gc.ca/asc/eng/csa_sectors/space_science/atmospheric/ scisat/scisat.asp [Summary provided the Canadian Space Agency] | SCISAT_ACE | GCMD projects
0 | THERMOSPHERE, IONOSPHERE, MESOSPHERE ENERGETICS AND DYNAMICS | Thermosphere, Ionosphere, Mesosphere Energetics and Dynamics | NASAs Thermosphere, Ionosphere, Mesosphere Energetics and Dynamics (TIMED) spacecraft was launched on December 7, 2001 from Vandenberg AFB. The spacecraft was built by The Johns Hopkins University Applied Physics Laboratory (APL) and shares the same launch vehicle as NASAs Jason-1 spacecraft. TIMED is the first mission in NASAs Solar Terrestrial Probes Program and will study the influences of the sun and humans on the mesosphere and Lower Thermosphere/Ionosphere (MLTI). TIMED will focus on a portion of the atmosphere between 60-180 km above the surface. TIMEDs payload consists of four instruments: - Global Ultraviolet Imager (GUVI): a spatial scanning ultraviolet spectrograph designed to measure the composition and temperature profiles of the MLTI region, as well as its auroral energy inputs. - Solar Extreme Ultraviolet Experiment (SEE): comprised of a spectrometer and a suite of photometers designed to measure the solar soft X-ray, extreme ultraviolet and far-ultraviolet radiation in the MLTI region. - TIMED Doppler Interferometer (TIDI): designed to measure the wind and temperature profiles of the MLTI region. - Sounding of the Atmosphere using Broadband Emission Radiometry (SABER): designed to measure the pressure, temperature, key gases in the oxygen and hydrogen families, infrared cooling, and effects of solar and chemical heating of the MLTI region. TIMED is sponsored by NASAs Office of Space Science and is managed by NASAs Goddard Space Flight Centers Solar Terrestrial Probes program Office. The Johns Hopkins Applied Physics Laboratory operates the spacecraft and leads the science effort. For more information, see: http://www.timed.jhuapl.edu Group: Platform_Details Entry_ID: TIMED Group: Platform_Identification Platform_Category: Earth Observation Satellites Short_Name: TIMED Long_Name: Thermosphere, Ionosphere, Mesosphere Energetics and Dynamics End_Group Group: Synonymous_Platform_Names Short_Name: 26998 Short_Name: 2001-055B End_Group Group: Platform_Associated_Instruments Short_Name: TIDI Short_Name: SEE Short_Name: SABER Short_Name: GUVI End_Group Group: Orbit Orbit_Altitude: 625 km Orbit_Inclination: 74.1 degrees Period: 97.3 m Perigee: 627 km Apogee: 628 km Orbit_Type: LEO > Low Earth Orbit > Inclined Non-Polar End_Group Online_Resource: http://www.timed.jhuapl.edu/WWW/index.php Sample_Image: http://nssdc.gsfc.nasa.gov/image/spacecraft/timed.jpg Group: Platform_Logistics Launch_Date: 2001-12-07 Launch_Site: Vandenberg Air Force Base, USA Design_Life: 2 years Primary_Sponsor: NASA Primary_Sponsor: Johns Hopkins University/Applied Physics Lab End_Group End_Group | TIMED | GCMD platforms
0 | THERMOSPHERE, IONOSPHERE, MESOSPHERE ENERGETICS AND DYNAMICS | Thermosphere, Ionosphere, Mesosphere Energetics and Dynamics | The TIMED (Thermosphere Ionosphere Mesosphere Energetics and Dynamics) mission is studying the influences of the Sun and humans on the least explored and understood region of Earth&#039;s atmosphere  the Mesophere and Lower Thermosphere/Ionosphere (MLTI). The MLTI region is a gateway between Earth&#039;s environment and space, where the Sun&#039;s energy is first deposited into Earth&#039;s environment. TIMED is focusing on a portion of this atmospheric region located approximately 40-110 miles (60-180 Kilometers) above the surface. The TIMED spacecraft was launched on December 7, 2001, from Vandenberg Air Force Base, California, aboard a Delta II launch vehicle. Information provided by http://stp.gsfc.nasa.gov/missions/timed/timed.htm | TIMED | GCMD projects
0 | OCEAN TOPOGRAPHY EXPERIMENT | Ocean Topography Experiment | TOPEX/Poseidon was an oceanography mission to monitor global ocean circulation, improve global climate predictions, and monitor events such as El Niño and ocean eddies. These data have greatly enhanced our understanding of the role of the ocean in the formation of Earth?s weather and climate. Key TOPEX/Poseidon Facts Joint with France Mass: 2388 kg Power: 3,385 W Operating Life: Over 13 years, until October 9, 2005 Group: Platform_Details Entry_ID: TOPEX/POSEIDON Group: Platform_Identification Platform_Category: Earth Observation Satellites Short_Name: TOPEX/POSEIDON Long_Name: Topography Experiment/Poseidon End_Group Group: Platform_Associated_Instruments Short_Name: SSALT Short_Name: TMR Short_Name: LRA Short_Name: DORIS Short_Name: NRA Short_Name: TRSR End_Group Group: Orbit Orbit_Altitude: 1336 km Orbit_Inclination: 66 degrees Period: 112.4 minutes Repeat_Cycle: 10 days Perigee: 1,331 km (827 mi) Apogee: 1,344 km (835 mi) Orbit_Type: LEO > Low Earth Orbit > Polar Non-Sun-Synchronous End_Group Creation_Date: 2007-04-16 Online_Resource: http://sealevel.jpl.nasa.gov/mission/topex.html Online_Resource: http://science.hq.nasa.gov/missions/satellite_14.htm Online_Resource: http://topex-www.jpl.nasa.gov/ Sample_Image: http://sealevel.jpl.nasa.gov/gallery/spacecraft/gifs/BHT.jpg Group: Platform_Logistics Launch_Date: 1992-08-10 Launch_Site: KOUROU, FRENCH GUIANA Design_Life: 5 years Primary_Sponsor: NASA Primary_Sponsor: CNES End_Group End_Group | TOPEX/POSEIDON | GCMD platforms
0 | OCEAN TOPOGRAPHY EXPERIMENT | Ocean Topography Experiment | TOPEX/Poseidon is an oceanography mission to monitor global ocean circulation, improve global climate predictions, and monitor events such as El Nino conditions and ocean eddies. These data have revolutionized our understanding of the role of ocean in formation of the Earths weather and climate. The TOPEX/Poseidon satellite carried a radar altimeter. It was a joint mission between France and the USA. Weather and climate change. Disaster management, early warning for homeland security, carbon management, coastal zone management. LAUNCH: Launched: August 10, 1992 Launch Site: Kourou, French Guiana ORBIT: Altitude: 1,336 km Inclination: 66 degree VITAL STATISTICS: Weight: 2388 kg Power: 3,385 watts Design Life: 5 years INSTRUMENTS: Microwave radiometer GPS receiver Laser retroreflector array Dual frequency NASA radar altimeter Single frequency CNES radar altimeter DORIS: Doppler tracking system receiver For more informaion on TOPEX/Poseidon, see http://podaac.jpl.nasa.gov/toppos/index_old.html For more information on the Earth Science Enterprise, see http://earth.nasa.gov/ | TOPEX/POSEIDON | GCMD projects
0 | UPPER ATMOSPHERE RESEARCH SATELLITE | Upper Atmosphere Research Satellite | Following the deployment of the Goddard Space Flight Centers (GSFC) Upper Atmosphere Research Satellite (UARS) on Sept. 15, 1991, from the Space Shuttle Discovery, scientists have gained a better understanding of the energy input, chemistry and dynamics of the upper atmosphere and the coupling between the upper and lower atmosphere. UARS, the first satellite dedicated to studying stratospheric science, focuses on the processes that lead to ozone depletion, complementing and amplifying the measurements of total ozone made by the Total Ozone Mapping Spectrometer (TOMS) onboard NASAs Nimbus-7 and the Russian Meteor-3 satellites. UARS also measures winds and temperatures in the stratosphere as well as the energy input from the Sun. Ten UARS instruments have provided the most complete data on upper atmospheric energy inputs, winds, and chemical composition ever gathered. Together, these observations constitute a highly integrated investigation of the nature of the upper atmosphere, and help define the role of the upper atmosphere in climate and climate variability. In its first two weeks of operation, UARS data confirmed the polar ozone-depletion theories by providing three-dimensional maps of ozone and chlorine monoxide near the South Pole during development of the 1991 ozone hole. UARS, developed and managed by GSFC, in Greenbelt, Md., provides information that nations around the world can use to guide decisions on environmental policies, according to scientists. Moreover, UARS collected data on the chemistry, dynamics, and radiative inputs to the upper atmosphere far beyond its designed lifetime, obtaining over 13 years of observations for many atmospheric constituents, temperature, winds, and external forcings. UARS was decommissioned in 2005. The United Kingdom and Canada both provided instruments for this mission. UARS is the first spacecraft launched as part of NASAs systematic, comprehensive study of the Earth system. Instruments: ISAMS (Improved Stratospheric and Mesospheric Sounder) MLS (Microwave Limb Sounder) HALOE (Halogen Occultation Experiment) HRDI (High Resolution Doppler Imager) WIND II (Wind Imaging Interferometer) SOLSTICE (Solar-stellar Irradiance Comparison Experiment) SUSIM (Solar Ultraviolet Spectral Irradiance Monitor) PEM (Particle Environment Monitor) ACRIM II (Active Cavity Radiometer Irradiance Monitor) CLAES (Cryogenic Limb Array Etalon Spectrometer) [Summary provided by NASA] Group: Platform_Details Entry_ID: UARS Group: Platform_Identification Platform_Category: Earth Observation Satellites Short_Name: UARS Long_Name: Upper Atmosphere Research Satellite End_Group Group: Platform_Associated_Instruments Short_Name: CLAES Short_Name: ISAMS Short_Name: MLS Short_Name: HALOE Short_Name: HRDI Short_Name: WINDII Short_Name: SOLSTICE Short_Name: SUSIM Short_Name: PEM Short_Name: ACRIM II End_Group Group: Orbit Orbit_Altitude: 585 km circular Orbit_Inclination: 57 deg Period: 96.7 min Perigee: 574 km (356 mi) Apogee: 582 km (361 mi) Orbit_Type: LEO > Low Earth Orbit > Polar Non-Sun-Synchronous End_Group Creation_Date: 2007-05-09 Online_Resource: http://umpgal.gsfc.nasa.gov/ Online_Resource: http://www.nasa.gov/mission_pages/uars/index.html Sample_Image: http://umpgal.gsfc.nasa.gov/uars-science/images/uars.jpg Group: Platform_Logistics Launch_Date: 1991-09-12 Launch_Site: Cape Canaveral/Kennedy Space Center, USA Design_Life: 3 years Primary_Sponsor: NASA - Goddard Space Flight Center End_Group End_Group | UARS | GCMD platforms
0 | UPPER ATMOSPHERE RESEARCH SATELLITE | Upper Atmosphere Research Satellite | NASA officially announced its intent to develop the Upper Atmosphere Research Satellite (UARS) in 1979. Nine instruments and a group of theoretical investigators were chosen by an open proposal selection process. An additional instrument, ACRIM, was given a flight of opportunity on the UARS spacecraft. Due to funding delays and the Challenger accident, UARS was not launched until 1991. UARS is considered the first of the Mission to Planet Earth (now Earth Science Enterprise) series of NASA spacecraft. UARS was launched on September 15, 1991 by the Space Shuttle Discovery. It is 35 feet long, 15 feet in diameter, weighs 13,000 pounds, and carries 10 instruments. UARS orbits at an altitude of 375 miles with an orbital inclination of 57 degrees. Designed to operate for three years, eight of its ten instruments are still functioning. UARS measures ozone and chemical compounds found in the ozone layer which affect ozone chemistry and processes. UARS also measures winds and temperatures in the stratosphere as well as the energy input from the Sun. Together, these help define the role of the upper atmosphere in climate and climate variability. The UARS Project Mission Objectives are to study the a) energy input and loss in the upper atmosphere b) global photochemistry of the upper atmosphere c) dynamics of the upper atmosphere d) coupling among these processes e) coupling between the upper and lower atmosphere Four UARS instruments were devoted to measurements of constituents that spectroscopically determine the concentrations of many different chemical species and derived the variation of atmospheric temperature with altitude by observing infrared emissions from carbon dioxide (CO2). The instruments are: 1) Cryogenic Limb Array Etalon Spectrometer (CLAES) 2) Improved Stratospheric and Mesospheric Sounder (ISAMS) 3) Microwave Limb Sounder (MLS) 4) Halogen Occultation Experiment (HALOE) Two instruments, utilizing high-resolution interferometry, will studied upper-atmosphere winds by sensing the Doppler shift in light absorbed by or emitted from atmospheric molecules. The wind instruments are: 1) High Resolution Doppler Imager (HRDI) 2) Wind Imaging Interferometer (WINDII) An additional four investigations obtained estimates of the energy incident on the atmosphere by measuring solar ultraviolet radiation and the flux of charged particles from the Earths magnetosphere. These are: 1) Solar-Stellar Irradiance Comparison Experiment (SOLSTICE) 2) Solar Ultraviolet Spectral Irradiance Monitor (SUSIM) 3) Particle Environment Monitor (PEM) 4) Active Cavity Radiometer Irradiance Monitor (ACRIM II) References: 1. Reber, Carl A., The Upper Atmosphere Research Satellite, EOS Trans. AGU, 71, 1867, 1990. 2. Reber, C. A., C. E. Trevathan, R. J. McNeal, and M. R. Luther, The Upper Atmosphere Research Satellite (UARS) Mission, J. Geophys. Res. 98, D6, 10643-10647, 1993. 3. Geophysical Research Letters, Vol. 20, 1993. 4. Upper Atmosphere Research Satellite, A Program to Study Global Ozone Change, NASA publication, 1989. 5. Mission Operations Report, Upper Atmosphere Research Satellite (UARS), NASA Report S-678-48-91-01. For more information, see the UARS Home Page: http://umpgal.gsfc.nasa.gov/ For more information on the Earth Science Enterprise (ESE), see: http://www.earth.nasa.gov/ For more information on the Earth Observing System (EOS), see: http://eospso.gsfc.nasa.gov/ | UARS | GCMD projects
0 | IN SITU LAND-BASED PLATFORMS | In Situ Land-based Platforms | Fixed and mobile land-based platforms. Group: Platform_Details Entry_ID: In Situ Land-based Platforms Group: Platform_Identification Platform_Category: In Situ Land-based Platforms Short_Name: In Situ Land-based Platforms End_Group End_Group |  | GCMD platforms
0 | IN SITU LAND-BASED PLATFORMS | In Situ Land-based Platforms |  |  | GCMD PlatformType
0 | GLOBAL OSCILLATION NETWORK GROUP | Global Oscillation Network Group | The Global Oscillation Network Group (GONG) is a community-based project to conduct a detailed study of solar internal structure and dynamics using helioseismology. In order to exploit this new technique, GONG has developed a six-station network of extremely sensitive, and stable velocity imagers located around the Earth to obtain nearly continuous observations of the SUNs five-minute oscillations, or pulsations. The site comprising the GONG Network are: Big Bear, California Cerro Tololo, Chile Learmonth, Australia Mauna Loa, Hawaii Udaipur, India Observatorio del Teide, Canary Islands The five-minute oscillation is a subtle effect. Individual modes may exhibit velocities of less than 0.2 meters/second, while the sum of all of the modes is only a few hundred meters/second. The ultimate intention is to have the measurements be limited by the Suns ``random surface motions. This means developing six stable instruments capable of making imaged velocity measurements with a precision of significantly less than one meter/second - one part in ten million! A low technological risk instrument based on a Michelson interferometer was selected, and it will be supported by a highly automated, portable installation, somewhat reminiscent of a spacecraft experiment. Each station in the network will produce more than 200 megabytes of data every day. Over the three year observing run, the raw data will exceed one terabyte, and the various processed data sets will exceed this several-fold. To keep up with the data flow, a pipe-line capable of roughly 6 Megaflops has be established to do the bulk processing and provide subsets of the data for the scientific community. Because of the widespread scientific participation, distributed data, software and analysis tools will be provided. Thus, in addition to a central facility, participating scientists will have access to readily transportable data archives and software, as well as shared analysis programs at their home institutions. Group: Platform_Details Entry_ID: GONG NETWORK Group: Platform_Identification Platform_Category: In Situ Land-based Platforms Platform_Series_or_Entity: SOLAR/SPACE MONITORING STATIONS Short_Name: GONG NETWORK Long_Name: Global Oscillation Network Group End_Group Group: Synonymous_Platform_Names Short_Name: GONG End_Group Group: Platform_Associated_Instruments Short_Name: INTERFEROMETERS End_Group Creation_Date: 2007-12-10 Online_Resource: http://gong.nso.edu/info/ Sample_Image: http://gong.nso.edu/instrument/outside_shelter.jpg End_Group | GONG NETWORK | GCMD platforms
0 | GLOBAL OSCILLATION NETWORK GROUP | Global Oscillation Network Group | The Global Oscillation Network Group The Global Oscillation Network Group (GONG) project was proposed in 1984 by the National Solar Observatory as a community activity. Funding for the project from the National Science Foundation started in 1986. The project is intended to provide 3 years of nearly uninterrupted helioseismograms to allow detailed study of the stratification and dynamics of the solar interior. The project is in the process of developing a network of observational sites and an instrument based on the principle of Fourier tachometry to do the observing. In addition the GONG datacenter will store the network data and do the standard data reduction. Science teams have been organized and are actively engaged in providing technical support for various aspects of the project and are preparing for the analysis and interpretation of the data products. Scientific contacts John W. Leibacher Email: INTERNET> leib@noao.edu National Solar Observatory SPAN> noao::leib P.O. Box 26732 SOLAR> JLeibacher@solar.stanford.edu Tucson, AZ 85726-6732 Phone: 602-325-9305 John W. Harvey Email: INTERNET> jharvey@noao.edu National Solar Observatory SPAN> noao::jharvey P.O. Box 26732 SOLAR> JHarvey@solar.stanford.edu Tucson, AZ 85726-6732 Phone: 602-325-9337 James R. Kennedy Email: INTERNET> kennedy@noao.edu National Solar Observatory SPAN> noao::kennedy P.O. Box 26732 SOLAR> JKennedy@solar.stanford.edu Tucson, AZ 85726-6732 Phone: 602-325-9373 Data and Computer Access Contact James A. Pintar Email: INTERNET> pintar@noao.edu National Solar Observatory SPAN> noao::pintar P.O. Box 26732 SOLAR> JPintar@solar.stanford.edu Tucson, AZ 85726-6732 Phone: 602-325-9272 References J.W. Harvey, F.Hill, J.R.Kennedy, J.W.Leibacher, and W.C.Livingston, The Global Oscillation Network Group (GONG), 1988, Adv. Space Res. 8, No. 11, P. 117-120 Quarterly Newsletter: GONG Newsletter, Ron Hubbard, Editor. Internet> rhubbard@noao.edu SPAN> noao::rhubbard | GONG | GCMD projects
0 | SHARED MOBILE ATMOSPHERIC RESEARCH AND TEACHING RADAR | Shared Mobile Atmospheric Research and Teaching Radar | The Shared Mobile Atmospheric Research and Teaching Radar (SMART-R) is a new mobile radar built with partners Texas A&M University, Texas Tech University and the University of Oklahoma. SMART-R is the first mobile 5 cm radar in the United States. It was designed using the latest computer and radar signal processing hardware and software. With the capability to see through an entire thunderstorm or hurricane, it can observe precipitation over a larger area than other mobile radars. [Source: NOAA] Group: Platform_Details Entry_ID: SMART-R Group: Platform_Identification Platform_Category: In Situ Land-based Platforms Platform_Series_or_Entity: WEATHER STATIONS/NETWORKS Short_Name: SMART-R Long_Name: Shared Mobile Atmospheric Research and Teaching Radar End_Group Group: Synonymous_Platform_Names Short_Name: SMARTR End_Group Creation_Date: 2007-12-12 Online_Resource: http://www.nssl.noaa.gov/smartradars/ Sample_Image: http://www.nssl.noaa.gov/stories/images/SMARTR_832.jpg End_Group | SMART-R | GCMD platforms
0 | SHARED MOBILE ATMOSPHERIC RESEARCH AND TEACHING RADAR | Shared Mobile Atmospheric Research and Teaching Radar | SMART-R is a mobile Doppler weather radar platform operated and created by the University of Oklahoma with aide from Texas A&M and Texas Tech University in 2001. | SMART-R | GCMD instruments
0 | TOWER MOUNTED RADIOMETER SYSTEM 2 | Tower Mounted Radiometer System 2 | The Tower Mounted Radiometer System (TMRS2) was a ground-based SSM/I simulator and surface energy balance monitoring system. The primary application of TMRS2 were to collect long-term (months) time-series data sets at sites representative of various biomes in support of land surface process modeling and remote sensing research. The system was also used in support of studies in the passive remote sensing of soil moisture, frozen/thawed soil state determination, permafrost, and snow. List of TMRS2 Instruments: TMRS2 was composed of a Radiometer Subsystem, a Micro-Meteorological Subsystem (MMS), and a Control and Data Management Subsystem (CDMS). Micro-Meteorological Instruments: 10 meter anemometer 2 meter anemometer and wind vane 2 m Air temperature and relative humidity Bowen Ratio Downwelling shortwave hemispherical flux Upwelling shortwave hemispherical flux Net radiometer w/aspirator Rain gage Rain gage wind screen TDR Soil moisture (10 probes Subsurface temperature (12 probes) Snowpack temperature (12 probes) Snowpack depth Subsurface heat flux (3 disks) CDMS Componets: Data logger and controller (hardware) Data logger and controller (hardware) Microwave/IR Radiometers: 19.35 GHz V & H polarizations 37.0 GHz V & H polarizations 85.5 GHz V or H polarization thermal IR radiometer Other Instruments: Video camera More information available at http://www.eecs.umich.edu/grs/projects/tmrs2/ [Source: University of Michigan, College of Engineering] Group: Platform_Details Entry_ID: TMRS2 Group: Platform_Identification Platform_Category: In Situ Land-based Platforms Platform_Series_or_Entity: WEATHER STATIONS/NETWORKS Short_Name: TMRS2 Long_Name: Tower Mounted Radiometer System 2 End_Group Group: Synonymous_Platform_Names Short_Name: TMRS2 End_Group Group: Platform_Associated_Instruments Short_Name: RAIN GAUGES Short_Name: SNOWPACK TEMPERATURE PROBE Short_Name: ANEMOMETERS End_Group Creation_Date: 2007-12-12 Online_Resource: http://www.eecs.umich.edu/grs/tmrs.htm Sample_Image: http://www.eecs.umich.edu/grs/images/tmrs_one.jpg End_Group | TMRS2 | GCMD platforms
0 | TOWER MOUNTED RADIOMETER SYSTEM 2 | Tower Mounted Radiometer System 2 |  | TMRS2 | GCMD instruments
0 | WORLD WIDE LIGHTNING LOCATION NETWORK | World Wide Lightning Location Network | The World Wide Lightning Location Network (WWLLN) is a global, ground-based lightning sensor network operated by the University of Washington in Seattle. This network monitors and maps global lightning activity. | WWLLN | GCMD platforms
0 | WORLD WIDE LIGHTNING LOCATION NETWORK | World Wide Lightning Location Network | The World Wide Lightning Location Network is a global lightning network that detects the very low frequency (VLF; 3-30 kHz) emissions from lightning, known as sferics, that propagate long distances through the Earth-ionosphere waveguide. http://www.wwlln.net/ | WWLLN | GCMD projects
0 | PHOTOSYNTHESIS CHAMBER | PHOTOSYNTHESIS CHAMBER | A photosynthesis chamber is a transparent airtight enclosure that is used along with a gas exchange system and sensing devices to measure plant functions, such as photosynthetic respiration, stomatal conductance, canopy resistance, and leaf photosynthetic rate, especially in response to changes in light and carbon dioxide concentrations. Photosynthesis chambers can be equipped with environmental control equipment (which allow researchers to vary such things as light, temperature, relative humidity, and gas concentrations). Photosynthesis chambers provide a controlled environment that supports the study of leaf and plant functions. The specific objectives of a photosynthesis chamber vary according to the needs of the particular study. Group: Platform_Details Entry_ID: PHOTOSYNTHESIS CHAMBER Group: Platform_Identification Platform_Category: In Situ Land-based Platforms Short_Name: PHOTOSYNTHESIS CHAMBER End_Group Creation_Date: 2012-07-18 Online_Resource: http://daac.ornl.gov/source_documents/photosynthesis_chamber.html End_Group | PHOTOSYNTHESIS CHAMBER | GCMD platforms
0 | PHOTOSYNTHESIS CHAMBER | PHOTOSYNTHESIS CHAMBER | The photosynthesis chamber is the chamber used to demonstrate that photosynthesis is taking place in the leaves. | PHOTOSYNTHESIS CHAMBER | GCMD instruments
0 | IN SITU OCEAN-BASED PLATFORMS | In Situ Ocean-based Platforms | Fixed and mobile ocean-based platforms. Group: Platform_Details Entry_ID: In Situ Ocean-based Platforms Group: Platform_Identification Platform_Category: In Situ Ocean-based Platforms Short_Name: In Situ Ocean-based Platforms End_Group End_Group |  | GCMD platforms
0 | IN SITU OCEAN-BASED PLATFORMS | In Situ Ocean-based Platforms |  |  | GCMD PlatformType
0 | INTERPLANETARY SPACECRAFT | Interplanetary Spacecraft | A spacecraft designed for interplanetary flight. Group: Platform_Details Entry_ID: Interplanetary Spacecraft Group: Platform_Identification Platform_Category: Interplanetary Spacecraft Short_Name: Interplanetary Spacecraft End_Group End_Group |  | GCMD platforms
0 | INTERPLANETARY SPACECRAFT | Interplanetary Spacecraft |  |  | GCMD PlatformType
0 | MAPS/CHARTS/PHOTOGRAPHS | Maps/Charts/Photographs | Map: Visual representations of an area – a symbolic depiction highlighting relationships between elements of that space such as objects, regions, and themes. [Source: Wikipedia, http://en.wikipedia.org/wiki/Map ] Chart: A sheet of information in the form of a table, graph, or diagram. [Source: Merriam Webster, http://www.merriam-webster.com/dictionary/charts Photograph: a picture or likeness obtained by photography. [Source: Merriam Webster, http://www.merriam-webster.com/dictionary/photographs ] Group: Platform_Details Entry_ID: Maps/Charts/Photographs Group: Platform_Identification Platform_Category: Maps/Charts/Photographs Short_Name: Maps/Charts/Photographs End_Group End_Group |  | GCMD platforms
0 | MAPS/CHARTS/PHOTOGRAPHS | Maps/Charts/Photographs |  |  | GCMD PlatformType
0 | MODELS/ANALYSES | Models/Analyses | A schematic description of a system, theory, or phenomenon that accounts for its known or inferred properties and may be used for further study of its characteristics [Source: The Free Dictionary] Group: Platform_Details Entry_ID: Models/Analyses Group: Platform_Identification Platform_Category: Models/Analyses Short_Name: Models/Analyses End_Group End_Group |  | GCMD platforms
0 | MODELS/ANALYSES | Models/Analyses |  |  | GCMD PlatformType
0 | THE SECOND MODERN-ERA RETROSPECTIVE ANALYSIS FOR RESEARCH AND APPLICATIONS | The second Modern-Era Retrospective analysis for Research and Applications |  | MERRA-2 | GCMD platforms
0 | THE SECOND MODERN-ERA RETROSPECTIVE ANALYSIS FOR RESEARCH AND APPLICATIONS | The second Modern-Era Retrospective analysis for Research and Applications |  | MERRA-2 | GCMD projects
0 | NCEP CLIMATE FORECAST SYSTEM REANALYSIS | NCEP Climate Forecast System Reanalysis |  | NCEP-CFSR | GCMD platforms
0 | NCEP CLIMATE FORECAST SYSTEM REANALYSIS | NCEP Climate Forecast System Reanalysis |  | CFSR | GCMD projects
0 | NCEP CLIMATE FORECAST SYSTEM VERSION 2 | NCEP Climate Forecast System Version 2 |  | NCEP-CFSV2 | GCMD platforms
0 | NCEP CLIMATE FORECAST SYSTEM VERSION 2 | NCEP Climate Forecast System Version 2 |  | CFSV2 | GCMD projects
0 | NASA OCEAN BIOGEOCHEMICAL MODEL | NASA Ocean Biogeochemical Model |  | NOBM | GCMD platforms
0 | NASA OCEAN BIOGEOCHEMICAL MODEL | NASA Ocean Biogeochemical Model |  | NOBM | GCMD projects
0 | NOT APPLICABLE | NOT APPLICABLE |  |  | GCMD platforms
0 | NOT APPLICABLE | NOT APPLICABLE |  |  | GCMD instruments
0 | NOT APPLICABLE | NOT APPLICABLE |  |  | GCMD projects
0 | NOT APPLICABLE | NOT APPLICABLE |  |  | GCMD chronounits
0 | NAVIGATION PLATFORMS | Navigation Platforms | Platforms such as GPS, NAVSTAR, and GLONASS whose purpose is for ascertaining ones position and planning and following a route. Group: Platform_Details Entry_ID: Navigation Platforms Group: Platform_Identification Platform_Category: Navigation Platforms Short_Name: Navigation Platforms End_Group End_Group |  | GCMD platforms
0 | NAVIGATION PLATFORMS | Navigation Platforms |  |  | GCMD PlatformType
0 | SOLAR/SPACE OBSERVATION SATELLITES | Solar/Space Observation Satellites | Satellites that observe the Earths sun and the physical universe beyond the Earths atmosphere. Group: Platform_Details Entry_ID: Solar/Space Observation Satellites Group: Platform_Identification Platform_Category: Solar/Space Observation Satellites Short_Name: Solar/Space Observation Satellites End_Group End_Group |  | GCMD platforms
0 | SOLAR/SPACE OBSERVATION SATELLITES | Solar/Space Observation Satellites |  |  | GCMD PlatformType
0 | ACTIVE CAVITY RADIOMETER IRRADIANCE MONITOR SATELLITE | Active Cavity Radiometer Irradiance Monitor Satellite | The purpose of the Active Cavity Radiometer Irradiance Monitor III (ACRIM III) instrument is to study total solar Irradiance from the Sun. The ACRIM III package is flying on a spacecraft called ACRIMSAT. The spacecraft was launched on December 20, 1999 as a secondary payload on a Taurus launch vehicle. ACRIM III, third in a series of long-term solar-monitoring tools built for NASA by the Jet Propulsion Laboratory, will continue to extend the database first created by ACRIM I, which was launched in 1980 on the Solar Maximum Mission (SMM) spacecraft. ACRIM II followed on the Upper Atmosphere Research Satellite (UARS) in 1991. ACRIMSAT data will be correlated with possible global warming data, ice cap shrinkage data, and ozone layer depletion data. It is theorized that as much as 25 percent of the Earths total global warming may be solar in origin due to small increases in the Suns total energy output since the last century. By measuring incoming solar radiation and adding measurements of ocean and atmosphere currents and temperatures, as well as surface temperatures, climatologists will be able to improve their predictions of climate and global warming over the next century. Energy forecasting, carbon management, public health. Launch: Launched: December 20, 1999 Launch Vehicle: Taurus Launch Site: Western Test Range, Vandenberg Air Force Base Orbit: Altitude: 680 km Inclination: 98.13 degrees Sun-Synchronous Vital Statistics: Weight: 13 kg Power: 49 watts Design Life: 5 years Instruments: Active Cavity Radiometer (ACR) instrument (4 Shuttle) SMM/ACRIM I SMM/ACRIM II Website: https://www.jpl.nasa.gov/missions/active-cavity-irradiance-monitor-satellite-acrimsat/ [Summary provided by NASA.] Group: Platform_Details Entry_ID: ACRIMSAT Group: Platform_Identification Platform_Category: Solar/Space Observation Satellites Short_Name: ACRIMSAT Long_Name: Active Cavity Radiometer Irradiance Monitor Satellite End_Group Group: Synonymous_Platform_Names Short_Name: 1999-070B Short_Name: 26033 End_Group Group: Platform_Associated_Instruments Short_Name: ACRIM III End_Group Group: Orbit Orbit_Altitude: 685 km Orbit_Inclination: 98.13 degrees Equator_Crossing: 10:50 AM descending node Period: 99 m Perigee: 683 km Apogee: 727 km Orbit_Type: LEO > Low Earth Orbit > Polar Sun-Synchronous End_Group Online_Resource: https://www.jpl.nasa.gov/missions/active-cavity-irradiance-monitor-satellite-acrimsat/ Online_Resource: https://eospso.nasa.gov/missions/active-cavity-radiometer-irradiance-monitor-satellite Online_Resource: https://www.nasa.gov/centers/jpl/missions/acrimsat.html Group: Platform_Logistics Launch_Date: 1999-12-20 Launch_Site: Vandenberg Air Force Base, USA Design_Life: 5 years Primary_Sponsor: NASA End_Group End_Group | ACRIMSAT | GCMD platforms
0 | ACTIVE CAVITY RADIOMETER IRRADIANCE MONITOR SATELLITE | Active Cavity Radiometer Irradiance Monitor Satellite | The ACRIMSAT Mission will measure Total Solar Irradiance (TSI) during its five-year mission life. The ACRIMSAT spacecraft, carrying the ACRIM III instrument was launched December 21, 1999. The instrument, third in a series of long-term solar-monitoring tools built for NASA by the Jet Propulsion Laboratory, will continue to extend the database first created by ACRIM I, which was launched in 1980 on the Solar Maximum Mission (SMM) spacecraft. ACRIM II followed on the Upper Atmosphere Research Satellite (UARS) in 1991. The ACRIMSAT mission is funded by NASA through the Earth Science Programs Office at Goddard Space Flight Center. The ACRIMSAT Project Office at the Jet Propulsion Laboratory (Pasadena, CA) manages the design, fabrication, and test of the ACRIM III instrument and manages the subcontract for the ACRIMSAT spacecraft being built by Orbital Sciences Corporation. The ACRIM III data products will be available through the Langley EOS Data Analysis and Archive Center. The Principal Investigator for the ACRIM mission is Dr. Richard Willson of Columbia University. Ron Zenone of the Jet Propulsion Laboratory is the ACRIM Project Manager. Roger Helizon of the Jet Propulsion Laboratory is the ACRIM Instrument Scientist. Tom Itchkawich of Orbital Sciences Corporation is the ACRIMSAT Spacecraft Program Manager. For more information on ACRIM and ACRIMSAT, see: http://acrim.jpl.nasa.gov/ For more information on the Earth Science Enterprise (ESE), see: http://www.earth.nasa.gov/ For more information on the Earth Observing System (EOS), see: http://eospso.gsfc.nasa.gov/ | ACRIMSAT | GCMD projects
0 | DEEP SPACE CLIMATE OBSERVATORY | Deep Space Climate Observatory | [Text Source: NOAA NESDIS] The Deep Space Climate Observatory, or DSCOVR, will maintain the nations real-time solar wind monitoring capabilities which are critical to the accuracy and lead time of NOAAs space weather alerts and forecasts. Without timely and accurate warnings, space weather events like the geomagnetic storms caused by changes in solar wind have the potential to disrupt nearly every major public infrastructure system, including power grids, telecommunications, aviation and GPS. DSCOVR will succeed NASAs Advanced Composition Explores (ACE) role in supporting solar wind alerts and warnings from the L1 orbit, the neutral gravity point between the Earth and sun approximately one million miles from Earth. L1 is a good position from which to monitor the sun, because the constant stream of particles from the sun (the solar wind) reaches L1 about an hour before reaching Earth. More Information: https://www.nesdis.noaa.gov/content/dscovr-deep-space-climate-observatory Group: Platform_Details Entry_ID: DSCOVR Group: Platform_Identification Platform_Category: Solar/Space Observation Satellites Short_Name: DSCOVR Long_Name: Deep Space Climate Observatory End_Group Creation_Date: 2014-05-07 Online_Resource: https://www.nesdis.noaa.gov/content/dscovr-deep-space-climate-observ Online_Resource: https://epic.gsfc.nasa.gov Online_Resource: https://eosweb.larc.nasa.gov/project/dscovr/dscovr_table Group: Platform_Logistics Primary_Sponsor: NOAA End_Group End_Group | DSCOVR | GCMD platforms
0 | DEEP SPACE CLIMATE OBSERVATORY | Deep Space Climate Observatory | DSCVR previously known as Triana uses the Sun-Earth libration point (1,000,000 km away from Earth) to continuously observe the Earth. This is a cooperative project between the offices of Earth and Space science. LAUNCH: Launch scheduled for Spring 2020 as of Launch Site: Kennedy Space Center ORBIT: Triana has a 1 million-mile journey to reach L1 (the Lagrange neutral gravity point between the Earth and the Sun) from which it will observe Earth. VITAL STATISTICS: Weight: 4248.6 kg Power: 1,700 watts Design Life: 2 years INSTRUMENTS: Advanced Whole Earth Radiometer A suite of small, next-generation space weather monitoring instruments Scripps EPIC (Earth Polychromatic Imaging Camera) For more information on DSCVR see http://triana.gsfc.nasa.gov/home/ For more information on the Earth Science Enterprise, see http://earth.nasa.gov/ | DSCOVR | GCMD projects
0 | POLAR | POLAR | The Polar spacecraft was launched on February 24, 1996, to obtain data from both high- and low-altitude perspectives of this active region of geospace. High above the poles the particles of the solar wind and the energy of the wind can find their way into the magnetosphere. At lesser altitudes energy is transferred from electric fields and electromagnetic waves to electrons that then plunge into the atmosphere to create the aurora. At mid-altitudes nearer the equator the satellite passes through the Earths trapped radiation, the Van Allen belts. Out of the polar ionosphere flows plasma to populate the magnetosphere. Through this region particles and energy flow from the geomagnetic tail to the atmosphere. Thus the instruments on the Polar satellites see a lot of action in the various plasma parameters that they measure. Three of the twelve scientific instruments aboard the Polar satellite are used to image the aurora in various wavelengths when the satellite is near apogee, high over the northern polar region. The other nine instruments make measurements in-situ, at the location of the satellite, around the entire orbit. They measure the fluxes of charged particles, electrons and protons, as well as heavier ions, from thermal energies into MeV energies. They measure magnetic and electric fields, plus electromagnetic waves. They must make these measurements in great detail in order for scientists to be able to learn new things about the environment in the region over the poles of the Earth. The Polar satellite is in a highly elliptical orbit, with apogee at 9 earth radii and perigee at 1.8 earth radii geocentric. The inclination is 86 deg. and the period about 18 hours. Initially apogee was over the northern polar region, but apogee has been moving towards the equator at about 16 deg. per year. The nominal mission duration was two years, but a three year extended mission has been approved. Details on the POLAR mission and instrumentation are provided in Space Science Reviews (Vol. 71, Nos. 1-4, 1995) and reprinted in The Global Geospace Mission, edited by C. T. Russell (Kluwer, 1995). For more information, see: http://pwg.gsfc.nasa.gov/polar/ Group: Platform_Details Entry_ID: POLAR Group: Platform_Identification Platform_Category: Solar/Space Observation Satellites Short_Name: POLAR Long_Name: POLAR End_Group Group: Synonymous_Platform_Names Short_Name: GGS/Polar Short_Name: STP/Polar Short_Name: Polar Plasma Laboratory Short_Name: 23802 Short_Name: 1996-013A Short_Name: POLAR-EFI End_Group Group: Platform_Associated_Instruments Short_Name: MDI Short_Name: VIS Short_Name: UVI Short_Name: TIMAS Short_Name: TIDE Short_Name: SEPS Short_Name: PWI-P Short_Name: PIXIE Short_Name: MFE-P Short_Name: HYDRA Short_Name: EPI Short_Name: CEPPAD Short_Name: CAMMICE End_Group Group: Orbit Orbit_Inclination: 85.9 degrees Period: 938.1 min Perigee: 185 km Apogee: 50551 km Orbit_Type: HEO > Highly Elliptical Orbit End_Group Online_Resource: http://pwg.gsfc.nasa.gov/polar/ Sample_Image: http://nssdc.gsfc.nasa.gov/image/spacecraft/polar.jpg Group: Platform_Logistics Launch_Date: 1996-02-24 Launch_Site: Cape Canaveral/Kennedy Space Center, USA Primary_Sponsor: NASA End_Group End_Group | POLAR | GCMD platforms
0 | POLAR | POLAR |  |  | GCMD locations
0 | SOLAR RADIATION AND CLIMATE EXPERIMENT | Solar Radiation and Climate Experiment | escription for archival purposes only. SORCE ended its mission on 2020-02-25.] SORCE is a NASA-sponsored satellite mission that will provide state-of-the-art measurements of incoming x-ray, ultraviolet, visible, near-infrared, and total solar radiation. SORCE represents the merging of the EOS Solar Stellar Irradiance Comparison Experiment (SOLSTICE) and the Total Solar Irradiance Mission (TSIM). The measurements provided by SORCE specifically address long-term climate change, natural variability and enhanced climate prediction, and atmospheric ozone and UV-B radiation. These measurements are critical to studies of the Sun, its effect on our Earth system, and its influence on humankind. Solar radiation is the dominant, direct energy input into the terrestrial ecosystem, and it affects all physical, chemical, and biological processes. The Sun provides a natural influence on the Earths atmosphere and climate. In order to understand mankinds roles in climate change, the Suns impact must first be understood. SORCE measures the Suns output with the use of state-of-the-art radiometers, spectrometers, photodiodes, detectors, and bolometers engineered into instruments mounted on a satellite observatory. The SORCE satellite orbits around the Earth accumulating solar data. Spectral measurements identify the irradiance of the Sun by characterizing the Suns energy and emissions in the form of color that can then be translated into quantities and elements of matter. Data obtained by the SORCE experiment will be used to model the Suns output and to explain and predict the effect of the Suns radiation on the Earths atmosphere and climate. Website: https://lasp.colorado.edu/home/sorce/ [Summary provided by NASA] Group: Platform_Details Entry_ID: SORCE Group: Platform_Identification Platform_Category: Solar/Space Observation Satellites Short_Name: SORCE Long_Name: Solar Radiation and Climate Experiment End_Group Group: Synonymous_Platform_Names Short_Name: 2003-004A Short_Name: 27651 End_Group Group: Platform_Associated_Instruments Short_Name: XPS Short_Name: SOLSTICE Short_Name: SIM Short_Name: TIM End_Group Group: Orbit Orbit_Altitude: 630 km Orbit_Inclination: 40 degrees Period: 97 minutes Perigee: 612.8 km Apogee: 652.5 km Orbit_Type: LEO > Low Earth Orbit > Polar Non-Sun-Synchronous End_Group Creation_Date: 2007-12-14 Online_Resource: https://lasp.colorado.edu/home/sorce/ Online_Resource: https://www.nasa.gov/directorates/heo/scan/services/missions/solarsystem/SORCE.html Online_Resource: https://www.nasadaacs.eos.nasa.gov/learn/articles/sorce-mission-endssolar-radiation-and-climate-experiment Group: Platform_Logistics Launch_Date: 2003-01-25 Launch_Site: Cape Canaveral/Kennedy Space Center, USA Design_Life: 5 years Primary_Sponsor: LASP-CU Primary_Sponsor: OSC Primary_Sponsor: NASA End_Group End_Group | SORCE | GCMD platforms
0 | SOLAR RADIATION AND CLIMATE EXPERIMENT | Solar Radiation and Climate Experiment | The Solar Radiation and Climate Experiment (SORCE) is a NASA-sponsored satellite mission that will provide state-of-the-art measurements of incoming x-ray, ultraviolet, visible, near-infared, and total solar radiation. The measurements provided by SORCE specifically address long-term climate change, natural variability and enhanced climate prediction, and atmospheric ozone and UV-B radiation. These measurements are critical to studies of the Sun; its effect on our Earth system; and its influence on humankind. SORCE was successfully launched on January 25, 2003 on a Pegasus XL launch vehicle to provide NASAs Earth Science Enterprise (ESE) with precise measurements of solar radiation. It was launched into a 645 km, 40 degree orbit and will be operated by the Laboratory for Atmospheric and Space Physics (LASP) at the University of Colorado (CU) in Boulder, Colorado, USA. It will continue the precise measurements of total solar irradiance (TSI) that began with the ERB instrument in 1979 and has continued to the present with the ACRIM series of measurements. SORCE will also provide the measurements of the solar spectral irradiance from 1nm to 2000nm, accounting for 95% of the spectral contribution to TSI. SORCE will carry four instruments including the Total Irradiance Monitor (TIM), Solar Stellar Irradiance Comparison Experiment (SOLSTICE), Spectral Irradiance Monitor (SIM), and the XUV Photometer System (XPS). For more information, see: http://lasp.colorado.edu/sorce/ For more information on the Earth Observing System, see: http://eospso.gsfc.nasa.gov/ | SORCE | GCMD projects
0 | SPACE STATIONS/CREWED SPACECRAFT | Space Stations/Crewed Spacecraft | Space Stations: A space station is an artificial structure designed for humans to live and work in outer space for a period of time. Crewed Spacecraft: A vehicle, vessel or machine designed to (transport) humans in outer space. |  | GCMD platforms
0 | SPACE STATIONS/CREWED SPACECRAFT | Space Stations/Crewed Spacecraft |  |  | GCMD PlatformType
0 | ATMOSPHERIC LABORATORY FOR APPLICATIONS AND SCIENCE | Atmospheric Laboratory for Applications and Science | A series of Space Shuttle-Spacelab missions, designated the Atmospheric Laboratory for Applications and Science (ATLAS), is part of NASAs Mission to Planet Earth. The series, originally planned to acquire data throughout the Suns 11-year active cycle, investigated how Earths atmosphere and climate are affected by the Sun, and by the products of industrial complexes and agricultural activities. ATLAS 1, the first spacecraft in this series conducted 14 investigations in atmospheric science, solar physics, space plasma physics, and astrophysics. The 14 ATLAS 1 experiments included: (1) Atmospheric Lyman-Alpha Emissions (ALAE) (2) Atmospheric Trace Molecule Spectroscopy (ATMOS) (3) Grille Spectrometer (GRILLE) (4) Imaging Spectrometric Observatory (ISO) (5) Millimeter-wave Atmospheric Sounder (MAS) (6) Shuttle Solar Backscatter Ultraviolet Spectrometer (SSBUV-4) - technically, this instrument was seperate from the ATLAS payload and was a co-manifested payload (7) Active Cavity Radiometer Irradiance Monitor (ACRIM) (8) Solar Spectrum Measurement (SOLSPEC) (9) Solar Ultraviolet Spectral Irradiance Monitor (SUSIM) (10) Measurement of the Solar Constant (SOLCON) (11) Atmospheric Emissions Photometric Imaging (AEPI) (12) Space Experiments with Particle Accelerators (SEPAC) (13) Energetic Neutral Atom Precipitation (ENAP). ENAP was not a seperate instrument but used the ISO instrument measurements (14) Far Ultraviolet Space Telescope (FAUST) ATLAS 2 was flown on the STS-56 in April 1993 and consisted of seven of the ATLAS 1 instruments: ATMOS, MAS, SSBUV-5, ACRIM, SOLSPEC, SUSIM, AND SOLCON. ATLAS 3 was flown on the STS-66 in November 1993 and consisted of the same instruments as ATLAS 2. These investigations studied the chemical makeup of the atmosphere between approximately 15 and 600 kilometers (8.3 to 330 miles) above the Earths surface, measured the total energy contained in sunlight and energy variations, investigated how Earths electric and magnetic fields and atmosphere influence each other, and examined sources of ultraviolet light in the Universe. The instruments were mounted on two Spacelab pallets in the Shuttle payload bay. The Shuttles changing orientation to Earth placed the experiments in advantageous orbiting locations, to observe the atmosphere, the Sun, and astronomical targets. Specifically, the orbiter orientation was either inertially fixed so that selected instruments were pointed at the sun, or nadir pointed for observations of the Earths atmosphere. Crew members were in consultation with the investigators while controlling and monitoring the experiments. The atmospheric and solar instruments provided correlative measurements with the Upper Atmosphere Research Satellite (UARS). Group: Platform_Details Entry_ID: ATLAS Group: Platform_Identification Platform_Category: Space Stations/Manned Spacecraft Platform_Series_or_Entity: SPACE SHUTTLE Short_Name: ATLAS Long_Name: Atmospheric Laboratory for Applications and Science End_Group Group: Synonymous_Platform_Names Short_Name: ATLAS End_Group Creation_Date: 2008-01-24 Online_Resource: http://www.nasa.gov/audience/formedia/factsheet/Atlas-1_factsheet_prt.htm Sample_Image: http://www.ghcc.msfc.nasa.gov/images/atlas/atlaslogo.gif Group: Platform_Logistics Primary_Sponsor: USA/NASA End_Group End_Group | ATLAS | GCMD platforms
0 | ATMOSPHERIC LABORATORY FOR APPLICATIONS AND SCIENCE | Atmospheric Laboratory for Applications and Science | Atlantis will carry the Atmospheric Laboratory for Applications and Science-1 (ATLAS-1), 12 instruments from the United States, France, Germany, Belgium, Switzerland, the Netherlands and Japan, that will conduct 13 experiments to study the chemistry of the atmosphere, solar radiation, space plasma physics and ultraviolet astronomy. ATLAS-1 is planned to be the first of several ATLAS flights designed to cover an entire 11-year solar cycle, the regular period of energetic activity by the sun. Co- manifested with ATLAS-1 is the Shuttle Solar Backscatter Ultraviolet Instrument (SSBUV), which provides highly calibrated measurements of ozone to fine-tune measurements made by other NASA and NOAA satellites. Commanding Atlantis will be Charles Bolden, making his third space flight. Brian Duffy will serve as pilot, making his first shuttle flight. Mission Specialists include Kathy Sullivan, making her third flight; Dave Leestma, making his third space flight; and Mike Foale, making his first space flight. Payload specialists will be Byron Lichtenberg, making his second flight, and Dirk Frimout, Belgian Scientist, making his first flight. ATLAS operations will continue 24 hours a day, with the crew split into two teams each on a 12-hour shift. The Red Team will consist of Leestma, Foale and Lichtenberg. The Blue Team will be Duffy, Sullivan and Frimout. Bolden, as Commander, will set his own hours. Secondary experiments aboard Atlantis will include Space Tissue Loss, a study of the effects of weightlessness on body tissues; the Visual Function Tester, a study of the effects of weightlessness on human vision; the Radiation Monitoring Equipment, an often-flown device that measures radiation aboard the Shuttle; Investigations into Polymer Membrane Processing, a study of developing polymer membranes used as filters in many industries and in space and the Cloud Logic to Optimize Use of Defense Systems, an investigation to quantify the variation in apparent cloud cover as a function of the angle at which clouds of various types are viewed. Also flying on STS-45 will be NASAs Get Away Special payload, a program which provides individuals and organizations the opportunity to send scientific research and development experiments on board a Space Shuttle. In addition, the Shuttle Amateur Radio Experiment will provide amateur radio operators worldwide, plus students at several selected schools, the opportunity to converse with crew members aboard Atlantis. For more information, link to http://www.ghcc.msfc.nasa.gov/atlas1.html | ATLAS | GCMD projects
0 | ALTIMETERS | Altimeters |  |  | GCMD instruments
0 | ALTIMETERS | ALTIMETERS |  | ALTIMETERS | GCMD instruments
0 | GLOBAL ECOSYSTEM DYNAMICS INVESTIGATION | Global Ecosystem Dynamics Investigation | GEDI is a full-waveform lidar instrument that makes detailed measurements of the 3D structure of the Earth’s surface. Lidar is an active remote sensing technology (the laser version of radar) which uses pulses of laser light to measure 3D structure. The light is reflected by the ground, vegetation and any clouds and is then collected by GEDI’s telescope. These photons are then directed towards detectors, converting the brightness of the light to an electronic voltage which is then recorded as a function of time in 1 ns (15 cm) intervals. Time is converted to range (a distance) by multiplying by the speed of light. The recorded voltage as a function of range is the full-waveform. More Information: https://gedi.umd.edu/ | GEDI | GCMD instruments
0 | GLOBAL ECOSYSTEM DYNAMICS INVESTIGATION | Global Ecosystem Dynamics Investigation | The Global Ecosystem Dynamics Investigation (GEDI) produces high resolution laser ranging observations of the 3D structure of the Earth. GEDI’s precise measurements of forest canopy height, canopy vertical structure, and surface elevation greatly advance our ability to characterize important carbon and water cycling processes, biodiversity, and habitat. GEDI was funded as a NASA Earth Ventures Instrument (EVI) mission. It was launched to the International Space Station in December 2018 and became operational in March 2019. | GEDI | GCMD projects
0 | RADAR ALTIMETERS | Radar Altimeters |  |  | GCMD instruments
0 | RADAR ALTIMETERS | RADAR ALTIMETERS |  | RADAR ALTIMETERS | GCMD instruments
0 | X-BAND SYNTHETIC APERTURE RADAR | X-band Synthetic Aperture Radar | X-band Synthetic Aperture Radar (BRLK) Group: Instrument_Details Entry_ID: BRLK Group: Instrument_Identification Instrument_Category: Earth Remote Sensing Instruments Instrument_Class: Active Remote Sensing Instrument_Type: Imaging Radars Short_Name: BRLK Long_Name: X-band Synthetic Aperture Radar End_Group Group: Associated_Platforms Short_Name: Meteor-M N1 Short_Name: Meteor-M N2 End_Group Group: Spectral_Frequency_Information Wavelength_Keyword: X-Ray End_Group Creation_Date: 2015-01-26 Group: Instrument_Logistics Instrument_Owner: Russia/ROSHYDROMET End_Group End_Group | BRLK | GCMD instruments
0 | X-BAND SYNTHETIC APERTURE RADAR | X-Band Synthetic Aperture Radar | The objectives of the X-band Synthetic Aperature Radar (X-SAR) are to provide all-weather monitoring of Earths land and ocean surface to provide data for studies of (1) vegetation extent and biomass condition, (2) soil moisture and snow properties, (3) recent climate change and tectonic activity, and (4) ocean wave spectra. The X-SAR is designed to be operated in conjunction with the Spaceborne Imaging Radar-C (SIR-C) on the same platform. The X-SAR, designed and built by the German Aerospace Research Establishment (DLR) and sponsored by the German and Italian governments, will operate at X-band (3.1-cm wavelength or 9600 MHz) with VV polarization. The swath width is from 10 to 45 km at 25-km resolution with illumination angle of 15 to 60 degrees off-nadir. The X-SAR antenna has a fixed beamwidth of 5.8 degrees in elevation and 0.13 degrees in azimuth as opposed to the phased array, multi-polarization antenna of SIR-C. The X-SAR was flown on the Shuttle STS-59 in April 1994 and the STS-68 in September/October 1994. See Jordan,R.L.,B.L.Huneycutt,and M.Werner,The SIR-C/X-SAR Synthetic Aperature Radar System,Vol.79,No.6,June 1991. For more information on SIR-C/XSAR including online images see the URL: http://www.jpl.nasa.gov/sircxsar/ | X-SAR | GCMD instruments
0 | SHUTTLE RADAR TOPOGRAPHY MISSION | Shuttle Radar Topography Mission | The Shuttle Radar Topography Mission (SRTM) obtains high-resolution digitial topographic database of the Earth. The instrument will operate within the cargo bay of the space shuttle including a mast that extends 200 ft (60 m). SRTM uses C-band and X-band interferometric synthetic aperture radars (IFSARs) to acquire topographic data over 80% of Earths land mass (between 60N and 56S). SRTM produces digital topographic map products which meet Interferometric Terrain Height Data (ITHD)-2 specifications (30 meter x 30 meter spatial sampling with 16 meter absolute vertical height accuracy, 10 meter relative vertical height accuracy and 20 meter absolute horizontal circular accuracy). All accuracies are quoted at the 90% level, consistent with National Mapping Accuracy Standards. The SRTM is managed from NASAs Jet Propulsion Laboratory (JPL). For more information see: http://www-radar.jpl.nasa.gov/srtm/ Group: Instrument_Details Entry_ID: SRTM Group: Instrument_Identification Instrument_Category: Earth Remote Sensing Instruments Instrument_Class: Active Remote Sensing Instrument_Type: Imaging Radars Short_Name: SRTM Long_Name: Shuttle Radar Topography Mission End_Group Group: Instrument_Associated_Sensors Short_Name: BLACKJACK Short_Name: SIR-C Short_Name: X-SAR End_Group Group: Associated_Platforms Short_Name: OV-105 End_Group Online_Resource: http://www2.jpl.nasa.gov/srtm/ Sample_Image: http://gcmd.nasa.gov/Images/Data/project_onestop/msrtm.jpg Creation_Date: 2007-05-01 Group: Instrument_Logistics Instrument_Start_Date: 2000-02-11 Instrument_Stop_Date: 2000-02-22 Instrument_Owner: NASA End_Group End_Group | SRTM | GCMD instruments
0 | SHUTTLE RADAR TOPOGRAPHY MISSION | Shuttle Radar Topography Mission | The goal of the Shuttle Radar Topography Mission (SRTM), a joint project of NASA, NIMA, and the German and Italian space agencies, is to map the world in three dimensions. In its 11-day mission on STS-99 in February 2000, SRTM collected an unprecedented 8.6 Terabytes of interferometric C-band Synthetic Aperture Radar (SAR) data (equivalent to about 14,317 CDs). This data will be processed to produce a rectified terrain-corrected mosaic of approximately 80% of the Earths land surface topography (between 60 degrees North and 56 degrees South latitude) at 30-meter resolution. Aviation safety, coastal zone management, disaster management, homeland security, smart growth for infrastructure. LAUNCH: Launched: February 11, 2000 Launch Site: Kennedy Space Center ORBIT: Altitude: 233 km Inclination: 57 degrees Repeat Cycle: Mission duration: 11 days VITAL STATISTICS: Weight: 13,600 kg Size: Deployed mast length: 60 m Power: 902800 watts INSTRUMENTS: X-SAR SIR-C For more information on SRTM, see http://www2.jpl.nasa.gov/srtm/ For more information on NASAs Science Mission Directorate, see http://nasascience.nasa.gov/ | SRTM | GCMD projects
0 | CLOUD-AEROSOL TRANSPORT SYSTEM | Cloud-Aerosol Transport System | The Cloud-Aerosol Transport System (CATS), launched on 10 January 2015, is a lidar remote sensing instrument that provides range-resolved profile measurements of atmospheric aerosols and clouds. Data from CATS is used to derive properties of cloud/aerosol layers including: layer height, layer thickness, backscatter, optical depth, extinction, and depolarization-based discrimination of particle type. The instrument is located on the Japanese Experiment Module – Exposed Facility (JEM-EF) on the International Space Station (ISS). The ISS orbit is a 51-degree inclination orbit at an altitude of about 405 km. This orbit provides more comprehensive coverage of the tropics and mid-latitudes than sun-synchronous orbiting sensors, with nearly a three-day repeat cycle. CATS is intended to operate on-orbit for at least six months, and up to three years. The CATS payload is designed to provide a combination of long-term operational science, in-space technology demonstration, and technology risk reduction for future Earth Science missions. Science Goals: The measurements of atmospheric clouds and aerosols provided by the CATS payload will be used for three main science objectives: 1. Provide real-time observations of aerosol vertical distribution as inputs to global models. The vertical profile information obtained by CATS, particularly at multiple wavelengths and with depolarization information obtained in Modes 1 and 3, provides height location of cloud and aerosol layers, as well as information on particle size and shape. 2. Extend the space-based lidar record for continuity in the lidar climate observations. The CATS instrument will provide measurements of cloud and aerosol profiles similar to CALIPSO, filling in the data gap, so this information can continually be used to improve climate models and our understanding of the Earth system and climate feedback processes. 3. Advance technology in support of future space-based lidar mission development by demonstrating the ability to retrieve vertical profiles using the High Spectral Resolution Lidar (HSRL) technique and 355 nm wavelength. Modes of Operation: To meet these three science goals, CATS operates in three different modes using four instantaneous fields of view (IFOV): Mode 1 Multi-beam backscatter detection at 1064 and 532 nm, with depolarization measurement at both wavelengths. Mode 2 Demonstration of HSRL aerosol measurements. Mode 3 Demonstration of 355-nm profiling. Group: Instrument_Details Entry_ID: CATS Group: Instrument_Identification Instrument_Category: Earth Remote Sensing Instruments Instrument_Class: Active Remote Sensing Instrument_Type: Profilers/Sounders Instrument_Subtype: Lidar/Laser Sounders Short_Name: CATS Long_Name: Cloud-Aerosol Transport System End_Group Group: Instrument_Associated_Sensors Short_Name: HSRL Short_Name: LIDAR End_Group Group: Associated_Platforms Short_Name: ISS End_Group Group: Spectral_Frequency_Information Wavelength_Keyword: INFRARED > REFLECTED Spectral_Frequency_Coverage_Range: 1064 nm End_Group Group: Spectral_Frequency_Information Wavelength_Keyword: VISIBLE Spectral_Frequency_Coverage_Range: 532 nm End_Group Group: Spectral_Frequency_Information Wavelength_Keyword: ULTRAVIOLET Spectral_Frequency_Coverage_Range: 355 nm End_Group Online_Resource: https://cats.gsfc.nasa.gov/ Sample_Image: https://www.nasa.gov/mission_pages/station/research/experiments/cats_on_iss_print.jpg Creation_Date: 2015-08-21 Group: Instrument_Logistics Instrument_Start_Date: 2015-01-10 Instrument_Owner: NASA End_Group End_Group | CATS | GCMD instruments
0 | CLOUD-AEROSOL TRANSPORT SYSTEM | Cloud-Aerosol Transport System |  | CATS-ISS | GCMD projects
0 | SCATTEROMETERS | Scatterometers |  |  | GCMD instruments
0 | SCATTEROMETERS | SCATTEROMETERS |  | SCATTEROMETERS | GCMD instruments
0 | LIDAR ATMOSPHERIC SENSING EXPERIMENT | Lidar Atmospheric Sensing Experiment | The Lidar Atmospheric Sensing Experiment (LASE) program was initiated as an effort to produce an autonomous system for measuring water vapor levels from airborne and spaceborne platforms using LIDAR technology. The LASE Instrument: The transmitter consists of a Ti:sapphire laser pumped by a double pulsed Nd:YAG laser. The frequency of the Ti:sapphire laser is controlled by injection seeding using a diode laser that is frequency locked to a water vapor line in the 815-nm region. The on and off wavelengths are separated by less than 70 pm. The laser pulses are sequentially transmitted with about 400 microseconds separation. This permits the use of the same avalanche photodiodes (APD) for detecting the lidar returns. The use of low and high light level APDs provides linear response to atmospheric and cloud/ground returns, respectively. Lidar returns at 5 Hz are digitized and recorded, and when possible, the data are telemetered to the LASE ground station for real-time processing and experiment control. Operation with strong and weak absorption regions of a preselected water vapor line can be made during the mission to optimize the measurement of water vapor in different altitude regions. The LASE system has proven to be a reliable, accurate, and sensitive water vapor profiler with the ability to measure water vapor mixing ratios over a large dynamic range (0.01 g/kg to 20 g/kg). Aerosol backscatter ratios can be measured from ground to 20 km with a vertical resolution of 30 m and a horizontal resolution of 40 m. Additional information available at http://asd-www.larc.nasa.gov/lase/ASDlase.html [Summary provided by NASA] | LASE | GCMD instruments
0 | LIDAR ATMOSPHERIC SENSING EXPERIMENT | Lidar Atmospheric Sensing Experiment | The Lidar Atmospheric Sensing Experiment (LASE) program was initiated as an effort to produce an autonomous system for measuring water vapor levels from airborne and spaceborne platforms using LIDAR technology. Objectives include: 1. Develop and demonstrate autonomous DIAL systems from airborne and spaceborne platforms. 2. Measure water vapor, aerosol, and cloud profiles from a high altitude extended range U-2 (ER-2) aircraft. Use of experiment: 1. Studies of air mass modification 2. Studies of latent heatflux 3. Studies of the water vapor component of the hydrological cycle 4. Studies of atmospheric transport using water vapor as a tracer of atmospheric motions The simultaneous measurement of aerosol and cloud distributions can provide important information on atmospheric structure and transport, and many meteorological parameters can also be inferred from these data. In addition, the impact of subvisible and visible aerosol/cloud layers on passive satellite measurements and radiation budgets can be assessed. The atmospheric science investigations that can be conducted with LASE are greatly enhanced because measurements of water vapor profiles and column content are made simultaneously with aerosol and cloud distributions For more information, link to http://asd-www.larc.nasa.gov/lase/ASDlase.html | LASE | GCMD projects
0 | PROBES | Probes |  |  | GCMD instruments
0 | PROBES | PROBES |  | PROBES | GCMD instruments
0 | MICROWAVE HUMIDITY SOUNDER | Microwave Humidity Sounder | [Text and Instrument Image Source: NASA POES Project home page, http://goespoes.gsfc.nasa.gov/poes/instruments/mhs.html ] The MHS is a new instrument for the NOAA series of satellites. It is a five-channel microwave instrument intended primarily to measure profiles of atmospheric humidity. It is also sensitive to liquid water in clouds and measures cloud liquid water content. Additionally, it provides qualitative estimates of the precipitation rate. Because of the high variability of atmospheric water, the MHS has a higher resolution than the AMSU-A, with an approximate 16-km (1 mi) diameter circular field of view at nadir. Ninety such fields of view are measure in each cross-track scan. The instrument has approximately the same swath width as AMSU-A but scans across-track in one-third the time in order to keep the two instruments synchronized. By this means, arrays of 3 x 3 MHS samples will overlay each AMSU-A sample, facilitating synergistic use of these instruments. MHS has four humidity channels in the 157 GHz to 190 GHz range. As with AMSU-A, it also has a surface-viewing window channel at 89 GHz, partly to ensure cross-registration of the two sounding instruments. Group: Instrument_Details Entry_ID: MHS Group: Instrument_Identification Instrument_Category: Earth Remote Sensing Instruments Instrument_Class: Passive Remote Sensing Instrument_Type: Profilers/Sounders Short_Name: MHS Long_Name: Microwave Humidity Sounder End_Group Group: Associated_Platforms Short_Name: NOAA-19 Short_Name: NOAA-18 Short_Name: METOP-A Short_Name: METOP-B End_Group Group: Spectral_Frequency_Information Wavelength_Keyword: Microwave Number_Channels: 5 Spectral_Frequency_Coverage_Range: 89.0 GHz - 190.31 GHz End_Group Online_Resource: http://www.ncdc.noaa.gov/oa/pod-guide/ncdc/docs/klm/html/c3/sec3-9.htm Online_Resource: http://wdc.dlr.de/sensors/mhs/ Group: Instrument_Logistics Instrument_Owner: USA/NASA Instrument_Owner: USA/NOAA Instrument_Owner: EUMETSAT End_Group End_Group | MHS | GCMD instruments
0 | MICROWAVE HUMIDITY SOUNDER | MicroWave Humidity Sounder | 183.31GHz in the microwave frequency bands, water vapor in the atmosphere has the strongest absorption lines, implemetation chose 183.31GHz as the primary detection frequency, being in the vicinity of the three channel is set.These atmospheric water vapor different level of microwave radiation showed different responses, you can use atmosphere 300hPa 850hPa, 500 HPA and steamed different heights.At the same time, the 150GHz mechanism are still in the areas of atmospheric window bipolar detection channels, the background of the Earths surface for detection of microwave radiation.Comprehensive application of the five channel mechanism for detecting inversion results you can get the vertical distribution of atmospheric humidity. source: China Meteorological Administration(CMA), National Satellite and Meteorological Center(NSMC) Group: Instrument_Details Entry_ID: MWHS Group: Instrument_Identification Instrument_Category: Earth Remote Sensing Instruments Instrument_Class: Passive Remote Sensing Instrument_Type: Profilers/Sounders Short_Name: MWHS Long_Name: MicroWave Humidity Sounder End_Group Group: Spectral_Frequency_Information Wavelength_Keyword: Microwave Spectral_Frequency_Coverage_Range: Microwave: 19.35 - 89.0 GHz (8 channels) End_Group Online_Resource: http://satellite.cma.gov.cn/ArssEn/StaticContent/DeviceIntro_FY3_MWHS.aspx Group: Instrument_Logistics Instrument_Start_Date: 2008-05-29 Instrument_Owner: China/NSMC End_Group End_Group | MWHS | GCMD instruments
0 | MEASUREMENTS OF POLLUTION IN THE TROPOSPHERE | Measurements of Pollution In The Troposphere | The objective of the Measurement of Pollution in the Troposphere (MOPITT) spectrometer is to measure emitted and reflected infrared radiance in the atmospheric column to permit retrieval of tropospheric carbon monoxide (CO) profiles and total column methane. Observations of CO and methane will be used to study how these gases interact with the surface, ocean, and biomass systems. The MOPITT instrument is bases on the principle of correlation spectroscopy utilizing both pressure-modulated and length-modulated gas cells, with detectors at 2.3, 2.4, and 4.7 micrometer. Atmospheric profiles of CO are measured with the 4.7 micrometer detector. CO and methane are measured by the 2.4 and 2.3 micrometer channels, respectively, sense solar radiation reflected from the surface. The MOPITT is a scanning instrument with a field-of-view of 1.8 degrees (22-km footprint at nadir). The scan line consists of 28 pixels, each at 1.8 degree increments with a maximum scan angle of 25.2 degrees off-axis (swath width of 620-km). MOPITT data products are expected to include gridded retrievals of methane with a horizontal resolution of 120 km at 1 % accuracy and gridded CO soundings with 10 % accuracy in three vertical layers between 0 and 15 km. The MOPITT instrument was launched on the NASA Earth Observing System (EOS) Terra spacecraft on December 18, 1999. Key MOPITT Facts: Joint with Canada Heritage: Measurement of Air Pollution from Satellites (MAPS), Pressure Modulator Radiometer (PMR), Stratospheric and Mesospheric Sounder (SAMS), and Improved Stratospheric and Mesospheric Sounder (ISAMS) instruments Instrument Type: Eight-channel radiometer CO Concentration Accuracy: 10% CH4 Column Abundance Accuracy: 1% Swath: 640 km (29 fields of view) Spatial Resolution (each pixel): 22 km ? 22 km (at nadir) Dimensions: 115 cm x 93 cm x 57 cm (stowed), 115 cm x 105 cm x 71 cm (deployed) Mass: 192 kg Power: 250 W (average), 260 W (peak) Duty Cycle: 100% Data Rate: 28 kbps Thermal Control: 80 K Stirling-cycle cooler, capillary-pumped cold plate and passive radiation Thermal Operating Range: 25°C (instrument), 100 K (detectors) Instrument IFOV: 22 km across track, 88 km along track (1.8° x 7.2° x 4° pixels) Spectral Range: Correlation spectroscopy utilizing both pressure and length-modulated gas cells, with detectors at 2.3, 2.4, and 4.7 µm Direct Broadcast: No; Rapid Response processing available Prime Contractor: COM DEV The Canadian Space Agency provided the instrument More Information: https://terra.nasa.gov/about/terra-instruments/mopitt [Summary provided by NASA] Group: Instrument_Details Entry_ID: MOPITT Group: Instrument_Identification Instrument_Category: Earth Remote Sensing Instruments Instrument_Class: Passive Remote Sensing Instrument_Type: Profilers/Sounders Short_Name: MOPITT Long_Name: Measurements Of Pollution In The Troposphere End_Group Group: Instrument_Associated_Sensors Short_Name: ISAMS Short_Name: MAPS Short_Name: SAMS Short_Name: 2.4um Radiometer Short_Name: 4.7um Radiometer End_Group Group: Associated_Platforms Short_Name: TERRA End_Group Group: Spectral_Frequency_Information Number_Channels: 8 Spectral_Frequency_Coverage_Range: 4.7 µm, 2.4 µm, 2.3 µm End_Group Online_Resource: https://terra.nasa.gov/about/terra-instruments/mopitt Online_Resource: https://mopitt.physics.utoronto.ca/ Online_Resource: https://www2.acom.ucar.edu/mopitt Creation_Date: 2007-02-09 Group: Instrument_Logistics Data_Rate: 28 kbps Instrument_Start_Date: 1999-12-18 Instrument_Owner: Canada/CSA End_Group End_Group | MOPITT | GCMD instruments
0 | MEASUREMENTS OF POLLUTION IN THE TROPOSPHERE | Measurements Of Pollution In The Troposphere | The MOPITT launched on the AM-1 platform of NASAs Earth Observing System (EOS). The AM-1 satellite was placed in a 705km, sun-synchronous orbit with a 10:30am equator crossing time. MOPITT will measure carbon monoxide and methane in the troposphere over the entire globe for a period of five years. Despite the fact that we all live in the troposphere, monitoring of the tropospheric composition from space has lagged considerably behind our monitoring of the upper regions of the earths atmosphere mainly because of the technical difficulty of such measurements. The presence of the earths surface provides considerable interference to most measurement methodologies and the presence of clouds further impedes the mission. Overcoming these problems requires a very precise instrument with a very high performance. We want to monitor carbon monoxide and methane because they will help us understand how the troposphere reacts to various stimuli. These can range from natural phenomena such as the growth of forests, through agricultural sources such as rice paddies, to catastrophic events such as biomass burning. Most of these sources can, and indeed are, being modified by human activity on the planet. Carbon monoxide is particularly interesting because of its potential for showing us how chemicals are transported in the troposphere as well as giving us information about chemical reactions in the troposphere. Measurements have already shown us the production of carbon monoxide in biomass burning and its transport by atmospheric circulation systems. This needs to be understood on a global scale and incorporated into models of tropospheric transport. Methane is a greenhouse gas and the major issue here is its source strength. There are a large number of potential sources, such as northern wetlands, ruminant animals, and natural gas leakage. However the actual strength of the individual sources is very poorly known. Since methanes greenhouse effect is far stronger than that of the better known carbon dioxide, changes in methane, although small in themselves, can potentially have a significant effect on the overall climate system. Measurements of these gases are made by intercepting the infra-red radiation coming from the planet and then isolating the required signals. MOPITT is a nadir sounding instrument since this gives the maximal chance of avoiding cloud features, but this implies that it can see the surface of the planet and the desired signals must be seen against the background of the surface radiation. The field-of-view of MOPITT is 22 x 22km and it views four fields simultaneously by the use of a 4 x 1 array of detector elements. The field of view is also continuously scanned through a swath about 600km wide as the instrument moves along the orbit increasing both the spatial coverage of the instrument and the chance of finding gaps in the cloud coverage. The MOPITT instrument makes use of the principle of correlation spectroscopy whereby a cell of the gas to be measured is used as an optical filter in the infra-red to measure the signal from the same gas in the atmosphere. The amount of gas in the instrument cell is modulated by varying either the pressure or the length. In addition to the correlation technique MOPITT makes use of mechanically cooled detectors and filters (at 100K) to enhance the overall performance. The use of this cooling technique, which relies on Stirling Cycle coolers supplied by British Aerospace, is relatively new in satellite instrumentation having been used on only two civilian satellite instruments before. The use of mechanical cooling rather than stored cryogen or radiative cooling permits a relatively large amount of cooling - sufficient for both the detectors and the filter systems - whilst still permitting a five year instrument life. The MOPITT science team is international, having members from Canada, the United States and the United Kingdom. The instrument itself is being constructed by a consortium of Canadian companies: COMDEV Atlantic of Moncton, BOMEM from Quebec City, Hughes-Leitz from Midland and SED from Saskatoon. The instrument is funded by the Space Science Division of the Canadian Space Agency. The instrument will be tested in the University of Toronto. MOPITT completed its Preliminary Design Review in December 1993 and the Critical Design Review is scheduled for April 1995. Instrument delivery will be late in 1996 and the launch of the AM-1 platform will be in mid- 1998. Discussions are under way regarding a second copy of the instrument to be launched in the 2003 time frame to permit the dataset of carbon monoxide and methane to be extended to ten years to look for long term effects. For more information, link to http://www.atmosp.physics.utoronto.ca/MOPITT/home.html [Summary provided by Univesity of Toronto] | MOPITT | GCMD projects
0 | SCANNING HIGH-RESOLUTION INTERFEROMETER SOUNDER | Scanning High-resolution Interferometer Sounder | S-HIS is an airborne instrument that measures emitted thermal radiation at high spectral resolution between 3.3 and 18 microns. S-HIS produces sounding data (vertical profiles of temperature and other parameters) with 2 kilometer resolution (at nadir) across a 40 kilometer ground swath from a nominal altitude of 20 kilometers when aboard a NASA ER-2 aircraft or 20 kilometer ground swath from a nominal altitude of 10 kilometers when aboard the NASA DC-8 aircraft. The radiance measurements are used to obtain temperature and water vapor profiles of the Earths atmosphere. | S-HIS | GCMD instruments
0 | SCANNING HIGH-RESOLUTION INTERFEROMETER SOUNDER | Scanning High-Resolution Interferometer Sounder | The Scanning High-resolution Interferometer Sounder (S-HIS) is a cross-track scanning interferometer sounder which measures emitted thermal radiation at high spectral resolution between 3.3 and 18 microns. The measured spectrally resolved radiance is used for a variety of applications, including retrieval of temperature and water vapor profiles of the Earths atmosphere, determination of surface emissivity and temperature, and validation of radiative transfer models and satellite measurements. The S-HIS produces sounding data with 2 kilometer spatial resolution (at nadir) across a 40 kilometer ground swath from an altitude of 20 kilometers (0.100 mrad FOV). The S-HIS instrument flies on a number of airborne platforms including the NASA ER-2, DC-8, Proteus, WB-57, and Global Hawk. On the Proteus and WB-57 aircraft, a zenith view is available, providing a means for calibration verification and studies of upper level water vapor. The S-HIS is an advanced version of the HIS NASA ER-2 instrument. The S-HIS was initially designed to fly on an unmanned aircraft vehicle (UAV) with limited payload capacity. This drove it to be small, lightweight, and modular, with low power consumption. It was developed between 1996 and 1998 at the University of Wisconsin (UW) Space Science and Engineering Center (SSEC) with the combined support of the US DOE, NASA, and the NPOESS Integrated Program Office. Its design and calibration techniques have matured from experience with the HIS and with the ground based Atmospheric Emitted Radiance Interferometer (AERI) instruments developed for the DOE Atmospheric Radiation Measurement (ARM) program. The nadir-only spatial sampling of the original HIS has been replaced by programmable cross-track coverage with similar sized footprints. The S-HIS is also smaller, more robust, and easier to operate. Since 1998, the S-HIS has flown in several field campaigns and has proven to be extremely dependable and effective. The S-HIS instrument is maintained and operated by the Space Science and Engineering Center at the University of Wisconsin-Madison in Madison, WI. The principal scientific investigator for the S-HIS is Dr. Joe K Taylor | SHIS | GCMD instruments
0 | WATER VAPOR SENSING SYSTEM | Water Vapor Sensing System | The water vapor sensing systems (WVSS) are integrated into external probes mounted on the nose of commercial Boeing and Airbus aircraft. Data from the WVSS will be used for weather forecasting models, helping aircraft avoid hazardous weather conditions, and helping the National Weather Service better predict dangerous weather conditions. Ultimately, the demand for an improved method of sensing water vapor at various altitudes is driven by the desire to improve the safety of air travel. Collected water vapor data will be distributed via the ACARS (Aircraft Communications Addressing and Reporting System) system, a VHF air/ground data link, and sent remotely to weather database and modeling computers operated by the National Oceanographic and Atmospheric Administration (NOAA). [Summary provided by NOAA] | WVSS | GCMD instruments
0 | WATER VAPOR SENSING SYSTEM | Water Vapor Sensing System | The Water Vapor Sensing System (WVSS) was used for obtaining weather observations which was a revolution in that it used a convenient platform for a variety of environmental parameters. History: The FAA interest in the WVSS program is to support the Aviation Weather Research Program. Researchers will use the data to improve algorithms for the detection, analysis and prediction of mesoscale weather phenomena and activity which affects the aviation industry: ceiling and visibility, precipitation type and amount, thunderstorms, microbursts, and icing. Two other areas where water vapor has a secondary role are in convective turbulence (where water vapor gradients affect atmospheric stability) and in flight-level winds where the synoptic scale wind patterns are often significantly disrupted by mesoscale outflow (where water vapor plays a role in mesoscale development and decay). Program: Results of the first phase of evaluation of the WVSS-I, which uses a thin-film capacitor to measure relative humidity, are available from this web site under the document entitled Water Vapor Profiles from Commercial Aircraft. THese results include evaluation of measurements from the six UPS B-757 aircraft that had the Allied Signal avionics and the WVSS-I software. Results from six months of data (July 1, 1999 to December 31, 1999) from these WVSS-I equipped aircraft reveal that the commercial aircraft profiles are competitive with radiosondes on ascent/descent and superior to radiosondes in the upper troposphere. Comparisons of opportunity with radiosondes (when equipped aircraft made ascent/descents near a radiosonde site) also revealed the capability of depicting the moist absolutely unstable layers (MAULs) describe by Bryan and Fritsch (2000). See the document above for the detailed reference. A number of examples of MAULs including those seen in radiosondes are shown in this document. Statistics on the occurrence of MAULs (in the commercial aircraft data and in radiosondes) are also provided. Data from the second phase of the WVSS-I evaluation (after the new Teledyne avionics equipment had replaced the Allied Signal avionics is available to users as describe below. One of the limitations of the WVSS-I technology ( the Vaisala thin-film capacitor technology which was an improved version over that same sensor used in Vaisala radiosondes) is the aging of the sensor over time. This aging eventually results in a dry-bias over time -- requiring that the sensor be replaced and then recalibrated. Note that such aging takes place while the unit sits on a shelf (although presumably at a slower pace than when it is in operation on the aircraft). THere is considerable variability in this aging process -- this being one of the major reasons for abandoning this sensor for the WVSS-II sensor described below. As the WVSS-I Program is experimental (not operational) with a limited budget, these sensors were not immediately replaced when they should have been -- instead, part of the evaluation process was to see how long the sensors would last. Thus, Table 1 below shows those time periods when the 30 UPS aircraft were installed, working, and did not exhibit the obvious dry-bias. This table will be maintained on a monthly basis through calendar year 2002. The green-filled boxes are the months with good data. For more information, visit the homepage of the Water Vapor Sensing System Program at http://www.ofps.ucar.edu/wvss/ [Summary provided by JOSS] | WVSS-I | GCMD projects
0 | MULTI-ANGLE IMAGER FOR AEROSOLS | Multi-Angle Imager for Aerosols | Currently in development, MAIA will make radiometric and polarimetric measurements needed to characterize the sizes, compositions and quantities of particulate matter in air pollution. As part of the MAIA investigation, researchers will combine MAIA measurements with population health records to better understand the connections between aerosol pollutants and health problems such as adverse birth outcomes, cardiovascular and respiratory diseases, and premature deaths. The MAIA instrument measures the radiance and polarization of sunlight scattered by atmospheric aerosols, from which the abundance and characteristics of ground-level particulate matter (PM) are derived. The instrument contains a pushbroom spectropolarimetric camera on a two-axis gimbal for multiangle viewing, frequent target revisits, and inflight calibration. The MAIA instrument is being developed by the Jet Propulsion Laboratory, California Institute of Technology under a contract with the National Aeronautics and Space Administration (NASA). MAIA is a Venture-class investigation within NASAs Earth System Science Pathfinder Program. | MAIA | GCMD instruments
0 | MULTI-ANGLE IMAGER FOR AEROSOLS | Multi-Angle Imager for Aerosols | The Multi-Angle Imager for Aerosols (MAIA) represents the first time NASA has partnered with epidemiologists and health organizations to use space-based data to study human health and improve lives. | MAIA | GCMD projects
0 | AIRBORNE MULTI-ANGLE IMAGING SPECTRORADIOMETER | Airborne Multi-angle Imaging SpectroRadiometer | The Airborne Multi-angle Imaging SpectroRadiometer (AirMISR) is an airborne instrument for obtaining multi-angle imagery similar to that of the satellite-borne MISR instrument, which is designed to provide new types of information for scientists studying Earths climate. AirMISR flies on the NASA-owned ER-2 aircraft. It was built for NASA by the Jet Propulsion Laboratory in Pasadena, California. Additional information available at https://www-misr.jpl.nasa.gov/Mission/airMISR/ [Summary provided by NASA] | AIRMISR | GCMD instruments
0 | AIRBORNE MULTI-ANGLE IMAGING SPECTRORADIOMETER | Airborne Multi-angle Imaging SpectroRadiometer | AirMISR -- the Airborne Multi-angle Imaging SpectroRadiometer -- is a an airborne instrument for obtaining multi-angle imagery similar to that of the satellite-borne MISR instrument, which is designed to contribute to studies of Earths ecology and climate. AirMISR flies on the NASA-owned ER-2 aircraft. It was built for NASA by the Jet Propulsion Laboratory in Pasadena, California. For more information, link to http://www-misr.jpl.nasa.gov/mission/air.html | AIRMISR | GCMD projects
0 | AIRBORNE MULTIANGLE SPECTROPOLARIMETRIC IMAGER | Airborne Multiangle SpectroPolarimetric Imager | Airborne Multi-angle Spectro Polarimetric Imager (AirMSPI) is an airborne prototype instrument similar to that of the future satellite-borne MSPI instrument for obtaining multi-angle polarization imagery. AirMSPI flies on the NASA-owned ER-2 aircraft. The instrument was built for NASA by the Jet Propulsion Laboratory in Pasadena, California. More information is available at: http://airbornescience.jpl.nasa.gov/instruments/airmspi/ Group: Instrument_Details Entry_ID: AIRMSPI Group: Instrument_Identification Instrument_Category: Earth Remote Sensing Instruments Instrument_Class: Passive Remote Sensing Instrument_Type: Spectrometers/Radiometers Instrument_Subtype: Imaging Spectrometers/Radiometers Short_Name: AIRMSPI Long_Name: Airborne Multiangle SpectroPolarimetric Imager End_Group Group: Associated_Platforms Short_Name: NASA ER-2 End_Group Online_Resource: http://airbornescience.jpl.nasa.gov/instruments/airmspi/ Creation_Date: 2014-03-27 End_Group | AIRMSPI | GCMD instruments
0 | AIRBORNE MULTIANGLE SPECTROPOLARIMETRIC IMAGER | Airborne Multiangle SpectroPolarimetric Imager | Airborne Multi-angle Spectro Polarimetric Imager (AirMSPI) is an airborne prototype instrument similar to that of the future satellite-borne MSPI instrument for obtaining multi-angle polarization imagery. AirMSPI flies on the NASA-owned ER-2 aircraft. The instrument was built for NASA by the Jet Propulsion Laboratory in Pasadena, California. More information is available at: http://airbornescience.jpl.nasa.gov/instruments/airmspi/ | AIRMSPI | GCMD projects
0 | ECOSYSTEM SPACEBORNE THERMAL RADIOMETER EXPERIMENT ON SPACE STATION | ECOsystem Spaceborne Thermal Radiometer Experiment on Space Station | The ECOsystem Spaceborne Thermal Radiometer Experiment on Space Station (ECOSTRESS) will measure the temperature of plants and use that information to better understand how much water plants need and how they respond to stress. | ECOSTRESS | GCMD instruments
0 | ECOSYSTEM SPACEBORNE THERMAL RADIOMETER EXPERIMENT ON SPACE STATION | ECOsystem Spaceborne Thermal Radiometer Experiment on Space Station | ECOSTRESS is addressing three overarching science questions: How is the terrestrial biosphere responding to changes in water availability? How do changes in diurnal vegetation water stress impact the global carbon cycle? Can agricultural vulnerability be reduced through advanced monitoring of agricultural water consumptive use and improved drought estimation? Source: https://ecostress.jpl.nasa.gov/ | ECOSTRESS | GCMD projects
0 | GEOSTATIONARY EARTH RADIATION BUDGET | Geostationary Earth Radiation Budget | The MSG system has been outlined to support additional or research missions. ESA selected the Geostationary Earth Radiation Budget (GERB) instrument for flight on the MSG-1 satellite. The GERB instrument is developed by a European consortium led by the Rutherford Appleton Laboratory (RAL), United Kingdom, under a cooperation between the UK, Italy and Belgium. The EUMETSAT Council decided in November 1998 to fund the flight of two additional GERB instruments on MSG-2 and MSG-3. The first images from the GERB instrument flying on Meteosat-8 (MSG-1) were taken on 12 December 2002. The principle objective of the GERB mission is to measure the Earth radiation budget, in support of climate research and monitoring. A GERB International Science Team (GIST) had been established and tasked inter alia to define the science requirements, products and processing algorithms, and to implement science and validation activities. The consortium that developed and is responsible for operating the GERB system includes the Rutherford Appleton Laboratory (RAL), UK; Imperial College of Science, Technology and Medicine (ICSTM), UK; Hadley Centre, UK; Leicester University, UK; RMI, Belgium; Advanced Mechanical and Optical Systems Ltd (AMOS Ltd), Belgium; and Officine Galileo, Italy. The Royal Meteorological Institute of Belgium (RMI) was a key player in the development of the GERB concept, and Belgium provides half of the GERB ground segment infrastructure and services. The GERB instrument, as part of the satellite, is operated by EUMETSAT in coordination with the GERB Operations Team based at ICSTM.GERB data are received at the EUMETSAT ground segment and passed to the GERB ground segment for data processing. The data and products are then distributed by RAL to centres throughout Europe which use the information to evaluate and improve climate monitoring and Numerical Weather Prediction (NWP) models. The GERB instrument is a scanning radiometer with two broadband channels, one covering the solar spectrum (0.32 to 4.0 µm), the other covering a wider portion of the electromagnetic spectrum (0.32 to 30 µm). Together these channels are used to derive the thermal radiation emitted by the Earth in the spectral range 4.0 to 30 µm. Data are calibrated on board in order to support the retrieval of radiative fluxes of reflected solar radiation and emitted thermal radiation at the top of the atmosphere with an accuracy of 1%. The radiation budget represents the balance between incoming energy from the Sun and outgoing thermal (longwave) and reflected (shortwave) energy from the Earth. The GERB broadband channels span the twelve much narrower channels measured by the MSGs other instrument the Spinning Enhanced Visible and Infrared Imager (SEVIRI). Thus GERB fills in the gaps in the thermal radiation spectrum missed by the SEVIRI channels. However, the GERB measures the thermal radiation at a coarser spatial resolution. Back on the ground, RMI scientists use the finer spatial resolution of the SEVIRI data to improve the spatial resolution of the GERB images. Source: EUMETSAT Group: Instrument_Details Entry_ID: GERB Group: Instrument_Identification Instrument_Category: Earth Remote Sensing Instruments Instrument_Class: Passive Remote Sensing Instrument_Type: Spectrometers/Radiometers Instrument_Subtype: Imaging Spectrometers/Radiometers Short_Name: GERB Long_Name: Geostationary Earth Radiation Budget End_Group Group: Instrument_Associated_Sensors Short_Name: GERB End_Group Group: Associated_Platforms Short_Name: METEOSAT End_Group Group: Spectral_Frequency_Information Wavelength_Keyword: Ultraviolet Number_Channels: 2 broadband channels, one covering the solar spectrum (0.32 to 4.0 µm), the other covering a wider portion of the electromagnetic spectrum (0.32 to 30 µm). Spectral_Frequency_Coverage_Range: 4.0 - 30 µm Spectral_Frequency_Resolution: With and without quartz filter: 0.32 - 4.0 µm, 0.32 - 30 µm End_Group Online_Resource: http://www.esa.int/esapub/bulletin/bullet111/chapter5_bul111.pdf Online_Resource: http://www3.imperial.ac.uk/spat/research/missions/atmos_missions/gerb/instrument Online_Resource: http://badc.nerc.ac.uk/view/badc.nerc.ac.uk__ATOM__dataent_gerb Sample_Image: http://radagast.nerc-essc.ac.uk/Assets/GERB_schematic.gif Creation_Date: 2007-09-14 Group: Instrument_Logistics Data_Rate: 50.6 Kbits/sec (L Band) Instrument_Start_Date: 2002-12-12 Instrument_Owner: European consortium led by the Rutherford Appleton Laboratory (RAL), United Kingdom, under a cooperation between the UK, Italy and Belgium. End_Group End_Group | GERB | GCMD instruments
0 | GEOSTATIONARY EARTH RADIATION BUDGET | GEOSTATIONARY EARTH RADIATION BUDGET | GERB is an Announcement of Opportunity Instrument for EUMETSATs MSG-1 (Meteosat Second Generation) satellite, intended to make accurate measurements of the Earth Radiation Budget from geostationary orbit. It has been produced by a European consortium led by the UK together with Belgium and Italy, with funding from national agencies. Additional GERB instruments are being provided for MSG-2 and MSG-3, with funding by EUMETSAT. Summary Provided By: http://www.sstd.rl.ac.uk/gerb/ | GERB | GCMD projects
0 | MODIS/ASTER AIRBORNE SIMULATOR | MODIS/ASTER Airborne Simulator | The MASTER is similar to the MAS, with the thermal bands modified to more closely match the NASA EOS ASTER (Advanced Spaceborne Thermal Emission and Reflection Radiometer) satellite instrument, which was launched in 1998. It is intended primarily to study geologic and other Earth surface properties. Flying on both high and low altitude aircraft, the MASTER has been operational since early 1998. | MASTER | GCMD instruments
0 | MODIS/ASTER AIRBORNE SIMULATOR | MODIS/ASTER Airborne Simulator | The MASTER is similar to the MAS, with the thermal bands modified to more closely match the NASA EOS ASTER (Advanced Spaceborne Thermal Emission and Reflection Radiometer) satellite instrument, which was launched in 1998. It is intended primarily to study geologic and other Earth surface properties. Flying on both high and low altitude aircraft, the MASTER has been operational since early 1998. Instrument Type: Multispectral Imager Measurements: VNIR/SWIR/MWIR/LWIR Imagery | MASTER | GCMD projects
0 | MULTI-ANGLE IMAGING SPECTRORADIOMETER | Multi-Angle Imaging SpectroRadiometer | To accomplish its scientific objectives, the MISR instrument measures Earth&#039;s brightness in 4 spectral bands, at each of 9 look angles spread out in the forward and aft directions along the flight path. Spatial samples are acquired every 275 meters. Over a period of 7 minutes, a 360 km wide swath of Earth comes into view at all 9 angles. Special attention has been paid to providing highly accurate absolute and relative calibration, using on-board hardware consisting of deployable solar diffuser plates and several types of photodiodes. To complement the on-board calibration effort, a validation program of in situ measurements are being conducted, involving field instruments, one of which is the &PARABOLA III&, which automatically scans the sky and ground at many angles, and a multi-angle aircraft camera (AirMISR). Global coverage with MISR is acquired about once every 9 days at the equator; the nominal lifetime of the mission is 6 years. MISR was built for NASA by the Jet Propulsion Laboratory in Pasadena, California, and is one of five instruments launched into polar orbit aboard NASAs Terra spacecraft in August 1999. The spacecraft flys in a sun-synchronous orbit, designed so that it crosses the equator every 98 minutes, always at 10:30 a.m. local time, as Earth rotates below. [Source: MISR Project Home Page https://www-misr.jpl.nasa.gov/] Group: Instrument_Details Entry_ID: MISR Group: Instrument_Identification Instrument_Category: Earth Remote Sensing Instruments Instrument_Class: Passive Remote Sensing Instrument_Type: Spectrometers/Radiometers Instrument_Subtype: Imaging Spectrometers/Radiometers Short_Name: MISR Long_Name: Multi-Angle Imaging SpectroRadiometer End_Group Group: Associated_Platforms Short_Name: TERRA End_Group Group: Spectral_Frequency_Information Wavelength_Keyword: Near Infrared Spectral_Frequency_Coverage_Range: Near Infrared End_Group Group: Spectral_Frequency_Information Wavelength_Keyword: Visible Spectral_Frequency_Coverage_Range: Blue, Green, Red End_Group Online_Resource: https://www-misr.jpl.nasa.gov/ Online_Resource: https://asdc.larc.nasa.gov/project/MISR Online_Resource: https://terra.nasa.gov/about/terra-instruments/misr Online_Resource: https://www-misr.jpl.nasa.gov/Mission/misrInstrument/ Sample_Image: https://www-misr.jpl.nasa.gov/images/mws/misrpic.jpg Creation_Date: 2007-07-19 Group: Instrument_Logistics Data_Rate: 3.3 Megabits/second average, 9.0 Megabits/second peak Instrument_Start_Date: 2000-02-01 Instrument_Owner: USA/NASA End_Group End_Group | MISR | GCMD instruments
0 | MULTI-ANGLE IMAGING SPECTRORADIOMETER | Multi-angle Imaging SpectroRadiometer | No instrument like MISR has flown in space before. Viewing the sunlit Earth simultaneously at nine widely spaced angles, MISR provides ongoing global coverage with high spatial detail. Its imagery is carefully calibrated to provide accurate measures of the brightness, contrast, and color of reflected sunlight. MISR provides new types of information for scientists studying Earths climate, such as the partitioning of energy and carbon between the land surface and the atmosphere, and the regional and global impacts of different types of atmospheric particles and clouds on climate. The change in reflection at different view angles affords the means to distinguish different types of atmospheric particles (aerosols), cloud forms, and land surface covers. Combined with stereoscopic techniques, this enables construction of 3-D models and estimation of the total amount of sunlight reflected by Earths diverse environments. For more information, link to http://www-misr.jpl.nasa.gov/ [Summary provided by NASA] | MISR | GCMD projects
0 | MULTISPECTRAL IMAGING SYSTEM | Multispectral Imaging System | MSIS (Multispectral Imaging System): 4-band visible (red, green, blue) and near-infrared sensor with 26m resolution (swath 55km, Field of Regard 300km). | MSIS | GCMD instruments
0 | MULTISPECTRAL IMAGING SYSTEM | Multispectral imaging system | Multispectral imaging system (MSS) Group: Instrument_Details Entry_ID: MSS_RS Group: Instrument_Identification Instrument_Category: Earth Remote Sensing Instruments Instrument_Class: Passive Remote Sensing Instrument_Type: Spectrometers/Radiometers Instrument_Subtype: Imaging Spectrometers/Radiometers Short_Name: MSS_RS Long_Name: Multispectral imaging system End_Group Group: Associated_Platforms Short_Name: BelKA Short_Name: Kanopus-V End_Group Group: Spectral_Frequency_Information Wavelength_Keyword: Visible Spectral_Frequency_Coverage_Range: 0.5 µm - 0.6 µm End_Group Group: Spectral_Frequency_Information Wavelength_Keyword: Visible Spectral_Frequency_Coverage_Range: 0.6 µm - 0.7 µm End_Group Group: Spectral_Frequency_Information Wavelength_Keyword: Visible Spectral_Frequency_Coverage_Range: 0.7 µm - 0.8 µm End_Group Group: Spectral_Frequency_Information Wavelength_Keyword: Near Infrared Spectral_Frequency_Coverage_Range: 0.7 µm - 0.8 µm End_Group Group: Spectral_Frequency_Information Wavelength_Keyword: Near Infrared Spectral_Frequency_Coverage_Range: 0.8 µm - 0.9 µm End_Group Sample_Image: https://innoter.com/sites/default/files/uploads/articles/Kanopus/5.jpg Creation_Date: 2015-01-26 Group: Instrument_Logistics Instrument_Owner: Russia/ROSCOSMOS End_Group End_Group | MSS_RS | GCMD instruments
0 | SEA-VIEWING WIDE FIELD-OF-VIEW SENSOR | Sea-Viewing Wide Field-of-View Sensor | [SeaWiFS collected data from September 1997 until the end of its mission in December 2010] The SeaWiFS instrument was launched by Orbital Sciences Corporation on the OrbView-2 (a.k.a. SeaStar) satellite in August 1997, and collected data from September 1997 until the end of mission in December 2010. SeaWiFS had 8 spectral bands from 412 to 865 nm. It collected global data at 4 km resolution, and local data (limited onboard storage and direct broadcast) at 1 km. The mission and sensor were optimized for ocean color measurements, with a local noon (descending) equator crossing time orbit, fore-and-aft tilt capability, full dynamic range, and low polarization sensitivity. The SeaWiFS instrument has scanning mechanisms to drive an off-axis folded telescope and a rotating halfangle mirror. Incoming scene radiation is collected by the folded telescope and reflected onto the rotating half-angle mirror. The collected radiation is then relayed through dichroic beam splitters to separate the radiation into four wavelength intervals each wavelength interval encompassing two of the eight SeaWiFS spectral bands. Four corresponding aft-optics direct the radiation in the four separate wavelength intervals through two separate spectral band-pass filters that further separate the radiation into eight SeaWiFS spectral bands. The aft-optics assemblies also image each of the resultant defined bands of radiation onto four detectors that are aligned in the scan direction. Monitoring of sensor calibration over periods of a few orbits, to several months or years, is accomplished using solar calibration for the former and lunar calibration for the latter. Solar calibration uses a solar-radiation diffuser and an input port located in a fixed position outside of the 58.3 degree SeaWiFS scene-scan interval. Lunar calibration is accomplished by a spacecraft maneuver to view the moon when the spacecraft is in the nighttime portion of its orbit. Key SeaWiFS Facts Scan Width: 58.3 deg (LAC); 45.0 deg (GAC) Scan Coverage: 2,800 km (LAC); 1,500 km (GAC) Pixels along Scan: 1,285 (LAC); 248 (GAC) Nadir Resolution: 1.13 km (LAC); 4.5 km (GAC) Scan Period: 0.124 seconds Tilt: -20, 0, +20 deg Digitization: 10 bits (LAC stands for Local Area Coverage; GAC stands for Global Area Coverage) Additional Information: https://oceancolor.gsfc.nasa.gov/SeaWiFS/ Group: Instrument_Details Entry_ID: SEAWIFS Group: Instrument_Identification Instrument_Category: Earth Remote Sensing Instruments Instrument_Class: Passive Remote Sensing Instrument_Type: Spectrometers/Radiometers Instrument_Subtype: Imaging Spectrometers/Radiometers Short_Name: SEAWIFS Long_Name: Sea-Viewing Wide Field-of-View Sensor End_Group Group: Associated_Platforms Short_Name: SEASTAR End_Group Group: Spectral_Frequency_Information Wavelength_Keyword: Visible Number_Channels: 6 channels Spectral_Frequency_Coverage_Range: 0.4 - 0.7 micrometers End_Group Group: Spectral_Frequency_Information Wavelength_Keyword: Near Infrared Number_Channels: 2 channels Spectral_Frequency_Coverage_Range: 0.765 - 0.865 micrometers End_Group Online_Resource: https://oceancolor.gsfc.nasa.gov/SeaWiFS/ Online_Resource: https://oceancolor.gsfc.nasa.gov/data/seawifs/ Sample_Image: https://oceancolor.gsfc.nasa.gov/SeaWiFS/SEASTAR/seawifs_bench.gif Creation_Date: 2007-04-16 Group: Instrument_Logistics Instrument_Start_Date: 1997-09-01 Instrument_Stop_Date: 2010-12-11 Instrument_Owner: USA/NASA End_Group End_Group | SeaWiFS | GCMD instruments
0 | SEA-VIEWING WIDE FIELD-OF-VIEW SENSOR | Sea-viewing Wide Field-of-view Sensor | purpose of the Sea-viewing Wide Field-of-view Sensor (SeaWiFS) Project is to provide quantitative data on global ocean bio-optical properties to the Earth science community. Subtle changes in ocean color signify various types and quantities of marine phytoplankton (microscopic marine plants), the knowledge of which has both scientific and practical applications. The SeaWiFS Project operates a research data system that processes, calibrates, validates, archives and distributes data received from SeaWiFS. The SeaWiFS Mission is a part of NASAs Earth Science Enterprise. The SeaStar spacecraft, developed by OSC, carries the SeaWiFS instrument and was launched to low Earth orbit on board an extended Pegasus launch vehicle on August 1, 1997. The SeaWiFS data is procured as a data buy from a private contractor, Orbital Sciences Corporation (OSC), which subcontracted with the Hughes Santa Barbara Research Center (SBRC) as the builder of the SeaWiFS ocean color sensor. OSC built, launched, and operates the SeaStar satellite carrying the sensor. The GSFC EOS DAAC has the responsibility for the permanent archiving and distribution of SeaWiFS data to all approved SeaWiFS data users. The SDPS provides processed data to the GSFC DAAC. Authorized users may also request LAC data archived at NASA-licensed HRPT stations. A consolidated, on-line, electronic catalog of all holdings of SeaWiFS data at Goddard or NASA-licensed HRPT stations is available to all authorized SeaWiFS research users. Requests for data not held by the GSFC DAAC will be directed to the LAC station that holds the data. Fees, if any, for copies of SeaWiFS data can be no higher than the nominal cost of reproduction of the requested data. The EOS DAAC will support the distribution of data in its holdings through electronic means and on selected magnetic or optical media. Standing orders for routine distribution of all or selected products, as they become available, are subject to approval by NASA. For further information on the SeaWiFS Project, contact: SeaWiFS Project, Code 970.2 NASA Goddard Space Flight Center Greenbelt, Maryland 20771 Telephone: (301) 286-9676 For more information on SeaWiFS, see: https://oceancolor.gsfc.nasa.gov/SeaWiFS/ | SeaWiFS | GCMD projects
0 | CLOUD ABSORPTION RADIOMETER | Cloud Absorption Radiometer | The Cloud Absorption Radiometer (CAR) is an airborne multi-wavelength scanning radiometer that can perform several functions including determining the single scattering albedo of clouds at selected wavelengths in the visible and near-infrared; measuring the angular distribution of scattered radiation; measuring bidirectional reflectance of various surface types; and acquiring imagery of cloud and Earth surface features. | CAR | GCMD instruments
0 | CLOUD ABSORPTION RADIOMETER | Cloud Absorption Radiometer | The CAR project consists of many missions spanning the globe. The versatility of the CAR measurements has allowed for multiple missions investigating snow melt and albedo, air quality, ocean reflectance anisotropy and implications in ocean color remote sensing problems, radiative characteristics of clouds embedded in smoke, and changes in vegetation. Although the applications of the instrument and data have expanded over time, primary applications were for cloud diffusion domain studies and measurements of bidirectional reflectance. | CAR | GCMD projects
0 | EARTH RADIATION BUDGET EXPERIMENT | Earth Radiation Budget Experiment | The Earth Radiation Budget Experiment (ERBE), flown on the Earth Radiation Budget Satellite (ERBS) and the NOAA Polar Orbiting Environmental Satellites (NOAA-9, NOAA-10), was designed to measure the energy exchange between the earth-atmosphere system and space. The measurements of global, zonal, and regional radiation budgets on monthly time scales helped in climate prediction and in the development of statistical relationships between regional weather and radiation budget anomalies. The ERBE consisted of two seperate instrument packages: the nonscanner (ERBE-NS) instrument and the scanner (ERBS-S) instrument. The ERBE-NS instrument had five sensors, each using cavity radiometer detectors. Four of them were primarily earth-viewing. Two wide-field-of-view (WFOV) sensors viewed the entire disk of the earth from limb to limb, approximately 135 deg. Two medium FOV (MFOV) sensors viewed a 10-deg region. The fifth sensor was a solar monitor that measured the total radiation from the sun. Of the four earth-viewing sensors, one WFOV and one MFOV sensor made total radiation measurements; the other two measured reflected solar radiation in the shortwave spectral band between 0.2 and 5 micrometers by using Suprasil-W filters. The earth-emitted longwave radiation component was determined by subtracting the shortwave measurement from the total measurement. The ERBE-S instrument was a scanning radiometer that contained three narrow FOV channels. One channel measured reflected solar radiation in the shortwave spectral interval between 0.2 and 5 micrometers. Another channel measured earth-emitted radiation in the longwave spectral region from 5 to 50 micrometers. The third channel measured total radiation with a wavelength between 0.2 and 50 micrometers. All three channels were located within a continuously rotating scan drum, which scanned the FOV across track sequentially from horizon to horizon. Each channel made 74 radiometric measurements during each scan, and the FOV of each channel was 3 by 4.5 deg, which covered about 40 km at the earths surface. The ERBE-S also viewed the sun for calibration. Additional information can be obtained from the Earth Radiation Budget Experiment (ERBE): An Overview, J. Energy, vol 6, pp. 141-146 (1982), by B.R. Barkstrom and J.B. Hall, Jr. More information can also be found at: http://asd-www.larc.nasa.gov/erbe/ASDerbe.html Data availability contact: Langley Distributed Active Archive Center Mail Stop 157B NASA Langley Research Center Hampton, Virginia 23681-0001 (804)864-8656 FAX (804)864-8807 userserv@eosdis.larc.nasa.gov IDN_Node: USA/NASA | ERBE | GCMD instruments
0 | EARTH RADIATION BUDGET EXPERIMENT | Earth Radiation Budget Experiment | The radiation budget represents the balance between incoming energy from the Sun and outgoing thermal (longwave) and reflected (shortwave) energy from the Earth. In the 1970s, NASA recognized the importance of improving our understanding of the radiation budget and its effects on the Earths climate. Langley Research Center was charged with developing a new generation of instrumentation to make accurate regional and global measurements of the components of the radiation budget. The Goddard Space Flight Center built the Earth Radiation Budget Satellite (ERBS) on which the first Earth Radiation Budget Experiment (ERBE) instruments were launched by the Space Shuttle Challenger in 1984. ERBE instruments were also launched on two National Oceanic and Atmospheric Administration weather monitoring satellites, NOAA 9 and NOAA 10 in 1984 and 1986. An international team of scientists was selected from proposals to an Announcement of Opportunity in 1978 to participate in the design and development of ERBE. Dr Bruce Barkstrom, of the Radiation Sciences Branch of Langleys Atmospheric Sciences Competency, was selected as the ERBE Principal Investigator. He led the team through 30 meetings to guide the development of the instrumentation and the ground processing software for analyzing the data. The ERBE Data Management Team was formed to design and develop the ground data processing system based on algorithms from the Science Team. Jim Kibler, Head of the Data Management Office in Langleys Atmospheric Sciences Competency, led the team through three iterative releases of the system to be ready for processing at the first launch. For more information on ERBE and ERBS, see: https://www.nasa.gov/centers/langley/news/factsheets/ERBE.html https://science.larc.nasa.gov/erbe/ | ERBE | GCMD projects
0 | GLOBAL OZONE MONITORING EXPERIMENT | Global Ozone Monitoring Experiment | The Global Ozone Monitoring Experiment (GOME) is a new instrument added to the original European Remote Sensing Satellite (ERS-1) payload complement for the second European Remote Sensing Satellite (ERS-2) launched on April 20, 1995. GOME is a nadir-viewing spectrometer which observes solar radiation transmitted through or scattered from the Earths atmosphere or from its surface. The recorded spectra is used to derive a detailed picture of the atmospheres content of ozone, nitrogen dioxide, water wapor, oxygen/oxygen dimer and bromine oxide and other trace gases. The ERS-2 orbit provides global Earth coverage every three days. Related URL: http://earth.esa.int/gome Group: Instrument_Details Entry_ID: GOME Group: Instrument_Identification Instrument_Category: Earth Remote Sensing Instruments Instrument_Class: Passive Remote Sensing Instrument_Type: Spectrometers/Radiometers Instrument_Subtype: Spectrometers Short_Name: GOME Long_Name: Global Ozone Monitoring Experiment End_Group Group: Associated_Platforms Short_Name: ERS-2 End_Group Group: Spectral_Frequency_Information Wavelength_Keyword: X-Ray Spectral_Frequency_Resolution: 0.2 to 0.4 nm End_Group Online_Resource: http://earth.esa.int/gome End_Group | GOME | GCMD instruments
0 | GLOBAL OZONE MONITORING EXPERIMENT | Global Ozone Monitoring Experiment | The Global Ozone Monitoring Experiment (GOME) was launched on April 21st 1995 on board the second European Remote Sensing Satellite (ERS-2). This instrument can measure a range of atmospheric trace constituents, with the emphasis on global ozone distributions. GOME is a nadir-viewing spectrometer that measures the solar radiation scattered by the atmosphere in the ultraviolet and visible spectral region (240 to 790 nm). The sensor has a high spectral resolution of 0.2 to 0.4 nm sensed by four individual linear detector arrays each with 1024 detector pixels. The field of view may be varied in size from 320 km x 40 km to 960 km x 80 km. For further information and the mission objectives see the sensor information sheet. GOME level-1 (radiances / reflectances) and level-2 (trace gas amounts) products are computed from level-0 (raw) data using the GOME Data Processor (GDP) system which was designed and developed by the German Remote Sensing Data Center (DFD) of DLR in cooperation with the Institute of Remote Sensing (University of Bremen/Germany), the Smithonian Astrophysical Observatory (Harvard, Cambridge/MD, USA), the University of Heidelberg (Germany), the Koninklijk Nederlands Meteorologisch Instituut (KNMI, The Netherlands), and other institutions involved in the GOME Science Advisory Group. GDP is the only operational off-line ground segment of the GOME sensor. The operational processing of GOME data is done at the German D-PAF which is part of DFD. For details about the quality of the level-1/-2 product refer to the disclaimer page or the GOME Quality Survey page as provided by BIRA-IASB (Belgian) People involved with the project: Diego Loyola GDP project manager since 1996. Responsible for GOME Ground Processing Wolfgang Balzer GDP project manager (1991 - 1995) Robert Spurr GDP lead scientist (till 1996 at DLR) Bernd Aberle System development of GDP Level 0 to 1 Albrecht von Bargen Scientific support for GDP (since 1998) Thilo Erbertseder Generation of Level 3 products Ernst Hegels Instrument degradation and calibration (since 1997) Eberhard Mikusch System engineer of GDP Level 1 to 2 (till 1996) Helmut Muehle GOME integration in the Data Management System Thomas Ruppert System development of GDP Cornelia Bilinski System development of GDP Level 1 to 2 (till 1997) Sanders Slijkhuis Scientific support for GDP Level 0 to 1 Werner Thomas Scientific support for GDP Level 1 to 2 Meinhard Wolfmueller System development of GDP Level 0 to 1 (till 1996) For more information, link to http://auc.dfd.dlr.de/GOME/ | GOME | GCMD projects
0 | STRATOSPHERIC AEROSOL AND GAS EXPERIMENT II | Stratospheric Aerosol and Gas Experiment II | The Stratospheric Aerosol and Gas Experiment II (SAGE II) on the Earth Radiation Budget Satellite (ERBS) was a seven-channel sunphotometer which measured stratospheric aerosols, ozone, water vapor, and nitrogen dioxide during spacecraft sunrise and sunset. The SAGE II mission objectives were to (1) develop a long-term global climatology of stratospheric aerosol extinction, (2) monitor transient events (e.g. volcanic eruptions), (3) develop a high-altitude cloud climatology, and (4) provide stratospheric ozone, water vapor, and nitrogen dioxide concentration profiles at 1 km vertical resolution. The SAGE II was a two-axis gimbaled system capable of rotating in azimuth. The sun was acquired when two azimuth sun sensors were activated and rotated in azimuth until SAGE II was pointed at the radiometric centroid of the sun. A scan mirror moved at fast rate of 3 deg/sec to acquire the sun. The mirror scanned across the sun at a slow rate of 15 min/sec. When the limb of the sun was reached, the servo mechanism reversed and scanned the sun again. The sunlight was reflected into a Cassegranian telescope and focused on an aperature that defined a 0.5-minute elevation angle by 2.5 minute azimuth angle instantaneous field-of-view (IFOV). The aperature was the entrance slit to the spectrometer, which used a holographic grating and filters to isolate the seven wavelength bands (0.385 to 1.02 micrometer). Channels 1,2,3,4, and 7 used neutral density filters and channels 2,5, and 6 used bandpass filters. All seven channels were sampled within 1 ms at 64 Hz and digitized to a 12-bit word. The SAGE II instrument measured the solar irradiance during each spacecraft sunrise and sunset so that two profiles from specific locations above the Earth were obtained during each spacecraft revolution. SAGE II made about 15 sunrise and sunset measurements each day, seperated by 24.5 degrees in longitude and slightly in latitude. The maximum latitudes covered were 80 N to 80 S. For more information see: http://eosweb.larc.nasa.gov/project/sage2/table_sage2.html Group: Instrument_Details Entry_ID: SAGE II Group: Instrument_Identification Instrument_Category: Earth Remote Sensing Instruments Instrument_Class: Passive Remote Sensing Instrument_Type: Spectrometers/Radiometers Instrument_Subtype: Spectrometers Short_Name: SAGE II Long_Name: Stratospheric Aerosol and Gas Experiment II End_Group Online_Resource: http://oea.larc.nasa.gov/PAIS/SAGE.html Online_Resource: http://eosweb.larc.nasa.gov/PRODOCS/sage2/table_sage2.html Online_Resource: http://data.giss.nasa.gov/sageii/ End_Group | SAGE II | GCMD instruments
0 | STRATOSPHERIC AEROSOL AND GAS EXPERIMENT II | Stratospheric Aerosol and Gas Experiment II | Scientific Objectives: Since October 1984, the SAGE II instrument has been flying aboard the Earth Radiation Budget Satellite (ERBS) collecting data that are being processed and archived at NASA LaRC to produce four Level 2 data products: aerosol extinction profiles at 1020, 525, 453, and 385 nanometers, and ozone, water vapor, and nitrogen dioxide mixing ratio profiles. These products are nearly global in coverage, with data spanning from 80 degrees North to 80 degrees South latitudes. The accuracy of these data was verified by extensive validation efforts and the data sets are now archived and available for general scientific use. These data may be of use to investigators who are interested in spatial and temporal variations of ozone, aerosols, water vapor, and nitrogen dioxide caused by seasonal and short-term meteorological variations, atmospheric chemistry and microphysics, and transient phenomena, such as volcanic eruptions. These data may also be of some benefit for those who perform upper tropospheric studies of aerosols or who perform climatology studies of cirrus clouds. SAM II, SAGE I, and SAGE II have provided data sets that are now available for use and provide a span of aerosol data from late 1978 up through the present time. Project Description: The SAGE II instrument is a seven-channel Sun photometer using a Cassegrainian-configured telescope, holographic grating, and seven silicon photodiodes, some with interference filters, to define the seven spectral channel bandpasses. Solar radiation is reflected off a pitch mirror into the telescope with an image of the Sun formed at the focal plane. The instruments instantaneous field-of-view, defined by an aperture in the focal plane, is a 1/2 X 2-1/2 arc-minute slit that produces a vertical resolution at the tangent point on the earths horizon of about 0.5 kilometers. Radiation passing through the aperture is transferred to the spectrometer section of the instrument containing the holographic grating and seven separate detector systems. The holographic grating disperses the incoming radiation into the various spectral regions centered at the 1020, 940, 600, 525, 453, 448, and 385 nanometer wavelengths. Slits on the Rowland circle of the grating define the spectral bandpass of the seven spectral channels. The spectrometer system is inside the azimuth gimbal to allow the instrument to be pointed at the Sun without image rotation. The azimuth gimbal can be rotated over 370 degrees so that measurements can be made at any azimuth angle. The operation of the instrument during each sunrise and sunset measurement is totally automatic. Prior to each sunrise or sunset encounter, the instrument is rotated in azimuth to its predicted solar acquisition position. When the Suns intensity reaches a level of one percent of maximum in the Sun sensor, the instrument adjusts its azimuth position to lock onto the radiometric center of the Sun to within +/-45 arc-seconds and then begins acquisition of the Sun by rotating its pitch mirror in a predetermined direction depending on whether it is a sunrise or a sunset. When the Sun is acquired, the pitch mirror rotates back and forth across the Sun at a rate of about 15 arc-minutes per second. The radiometric channel data are sampled at a rate of 64 samples per second per channel, digitized to 12-bit resolution, and recorded for later transmission back to Earth. The SAGE II experiment is ongoing. The Langley DAAC continues to archive these data. Data Used and Produced: The SAGE II science and engineering data, along with spacecraft time, position, and housekeeping data, are stored aboard the spacecraft and downlinked to NASA GSFC through a ground station. GSFC then forwards these data to LaRC for processing and scientific analysis. GSFC also sends spacecraft and solar ephemeris data to LaRC. These data are the input to the inversion process which is explained in the next section. At the completion of the data processing, four Level 2 SAGE II products are produced: aerosol extinction profiles, ozone concentration profiles, water vapor profiles, and nitrogen dioxide profiles. The SAGE2_AERO_PRF data set contains over ten years of aerosol extinction profiles data. Each granule consists of one month of data. These data are in Hierarchical Data Format (HDF). The data coverage begins October 1984 and continues to present. Data are stored in parameter format. Each measurement event consists of 44 parameters. The SAGE2_AERO_PRF_ASC data set contains over ten years of aerosol extinction profiles data. Each granule consists of one month of data. These data are in ASCII format. The data coverage begins October 1984 and continues to present. Data are stored in parameter format. Each measurement event consists of 44 parameters. The SAGE2_AERO_PRF_NAT data set contains over ten years of aerosol extinction profiles data. Each granule consists of one month of data. These data are in SAGE IIs native binary format. The data coverage begins October 1984 and continues to present. Data are stored in parameter format. Each measurement event consists of 44 parameters. The SAGE2_CLOUD data set contains over ten years of cloud occurrence data at a given location. These granules consist of three months of data (seasonal data). The data coverage begins December 1984 and extends through November 1990. Data are stored in Hierarchical Data Format (HDF). The SAGE2_H2O_PRF data set contains five years of water vapor profiles data. Each granule consist of one month of data. These data are in Hierarchical Data Format (HDF). The data coverage begins January 1986 and extends through May 1991. The SAGE2_NO2_PRF data set contains over nine years of nitrogen dioxide concentration profiles data. Each granule consists of one month of data. These data are in Hierarchical Data Format (HDF). The data coverage begins October 1984 and continues to the present. Data are stored in parameter format. Each measurement event consists of 34 parameters. The SAGE2_NO2_PRF_ASC data set contains over nine years of nitrogen dioxide concentration profiles data. Each granule consists of one month of data. These data are in ASCII format. The data coverage begins October 1984 and continues to the present. Data are stored in parameter format. Each measurement event consists of 34 parameters. The SAGE2_NO2_PRF_NAT data set contains over nine years of nitrogen dioxide concentration profiles data. Each granule consists of one month of data. These data are in SAGE IIs native binary format. The data coverage begins October 1984 and continues to the present. Data are stored in parameter format. Each measurement event consists of 34 parameters. The SAGE2_O3_PRF_ASC data set contains over nine years of ozone concentration profiles data. Each granule consists of one month of data. These data are in ASCII format. The data coverage begins October 1984 and continues to the present. Data are stored in parameter format. Each measurement event consists of 33 parameters. The SAGE2_O3_PRF_NAT data set contains over nine years of ozone concentration profiles data. Each granule consists of one month of data. These data are in SAGE IIs native binary format. The data coverage begins October 1984 and continues to the present. Data are stored in parameter format. Each measurement event consists of 33 parameters. The SAGE2_O3_MONTHLY data set contains six years of ozone mixing ratio monthly data. Each granule consists of one month of data. These data are in Hierarchical Data Format (HDF). The data coverage begins January 1985 and extends through December 1990. Data are stored in parameter format. Each measurement event consists of 5 parameters. The SAGE2_CD_ROM contains seven years of data and contour color maps. The maps are of monthly mean aersols, ozone, water vapor, and nitrogen dioxide measurements. The CD-ROM contains data from January 1985 and extends through December 1993. These data are in Hierarchical Data Format (HDF). Project Archive Contact: Langley DAAC User Services Office Mail Stop 157D 2 South Wright Street NASA Langley Research Center Hampton, VA 23681-2199 USA Phone: (757) 864-8656 FAX: (757) 864-8807 INTERNET > larc@eos.nasa.gov WWW Home Page: http://eosweb.larc.nasa.gov/ Project Manager Contact: M. Patrick McCormick Physics Department Hampton University Hampton, VA 23668 USA Phone: (757) 728-6867 FAX: (757) 864-6910 INTERNET > mmc@hamptonu.edu Michael W. Rowland SAIC Mail Stop 475 Hampton, VA 23681-0001 USA Phone: (757) 864-2691 FAX: (757) 864-2671 INTERNET > M.W.ROWLAND@LaRC.NASA.GOV References: The following list of references is provided as a starting point for someone wishing to learn more about the SAGE II instrument, inversion method, validation studies and recent scientific studies. Chu, W. P. and M. P. McCormick, Inversion of Stratospheric Aerosol and Gaseous Constituents from Spacecraft Solar Extinction Data in the 0.38 - 1.0 Micron Wavelength Region, Applied Optics 18:1404-1413, 1979b. Chu, W. P., M. P. McCormick, J. Lenoble, C. Brognoiz, and P. Pruvost, SAGE II Inversion Algorithm, J. Geophys. Res. 94:8339, 1989. Mauldin, L. E., N. H. Zaun, M. P. McCormick, J. J. Guy, and W. R. Vaughn, Stratospheric Aerosol and Gas Experiment II Instrument: A Functional Description, Optical Engineering 24:307, 1985. Russell, P. B., and M. P. McCormick, SAGE II Aerosol Data Validation and Initial Data Use: An Introduction and Overview, J. Geophys. Res. 94:8335. 1989. Russell, P. B., M. P. McCormick, T. J. Swissler,Validation of Aerosol Measurements by the Satellite Sensors SAM II and SAGE, Adv. Space Res., 2, #5, 1983. Russell, P. B., M. P. McCormick, T. J. Swissler, L. R. McMaster, J. M. Rosen, D. J. Hofmann, Satellite and Correlative Measurements of the Stratospheric Aerosol III: Comparison of Measurements by SAM II, SAGE, Dustsondes, Filters, Impactors and Lidar, J. Atmos. Sci., 41, 11, 1984. Yue, G. K., M. P. McCormick, W. P. Chu, A Comparative Study of Aerosol Extinction Measurements Made by the SAM II and SAGE Satellite Experiments, J. Geophys. Res., 89, 1984. Yue, G. K., M. P. McCormick, W. P. Chu, Comparative Studies of Aerosol Extinction Measurements Made by the SAM II and SAGE II Satellite Experiments, J. Geophys. Res., 94, 1984. | SAGE II | GCMD projects
0 | STRATOSPHERIC AEROSOL AND GAS EXPERIMENT I | Stratospheric Aerosol and Gas Experiment I | The Stratospheric Aerosol and Gas Experiment I (SAGE I) instrument was launched February 18, 1979, aboard the Applications Explorer Mission-B (AEM-B) satellite (McCormick et al., 1979). The SAGE I instrument had four spectral channels centered at wavelengths of 1000, 600, 450, and 385 nanometers for nearly global measurement of aerosol extinction profiles and ozone and nitrogen dioxide concentration profiles. The AEM-B satellite was placed in an orbit of approximately 600 kilometers at an inclination of 56 degrees to extend the latitudinal coverage for the solar occultation measurements from 79 degrees South to 79 degrees North. The SAGE I instrument collected data for almost three years until the AEM-B satellite power subsystem failed. The SAGE I instrument was a sun photometer that measured the attenuation of solar radiation through the Earths atmosphere during spacecraft sunrise and sunset in the four spectral regions mentioned above. The solar radiance data were combined with spacecraft ephemeris and NOAA meteorological data and then numerically inverted to yield altitude profiles of aerosol extinction at wavelengths of 1000 and 450 nanometers and altitude profiles of ozone and nitrogen dioxide concentration. The SAGE I aerosol data were validated by comparison with correlative lidar and dustsonde in situ measurements; the ozone data were validated by comparison with balloon ECC ozonesonde and rocket measurements; and the nitrogen dioxide measurements were compared with climatology. [Summary provided by NASA] Group: Instrument_Details Entry_ID: SAGE I Group: Instrument_Identification Instrument_Category: Earth Remote Sensing Instruments Instrument_Class: Passive Remote Sensing Instrument_Type: Spectrometers/Radiometers Instrument_Subtype: Spectrometers Short_Name: SAGE I Long_Name: Stratospheric Aerosol and Gas Experiment I End_Group Group: Associated_Platforms Short_Name: AE-B End_Group Online_Resource: http://eosweb.larc.nasa.gov/GUIDE/campaign_documents/sage1_project.html Sample_Image: http://eosweb.larc.nasa.gov/guide/sage1/images/sage1.gif End_Group | SAGE I | GCMD instruments
0 | STRATOSPHERIC AEROSOL AND GAS EXPERIMENT I | Stratospheric Aerosol and Gas Experiment I | Scientific Objectives: The Stratospheric Aerosol and Gas Experiment I instrument, a Sun photometer, aboard the Applications Explorer Mission-2 (AEM-2) satellite began collecting data in October 1979. The scientific objective was to develop a global stratospheric aerosol, ozone, and nitrogen dioxide database that could be used for the investigation of the spatial and temporal variations of these species caused by seasonal and short-term meteorological variations, atmospheric chemistry, microphysics, and transient phenomena such as volcanic eruptions. The database could also be used for the study of trends, atmospheric dynamics and transport, and potential climatic effects. The SAGE I sensor was designed to measure the attenuation of solar radiation resulting from atmospheric aerosol, ozone, and nitrogen dioxide at four spectral regions through the Earths atmosphere during each spacecraft sunrise and sunset. Project Description: The AEM-2 satellite was placed in an orbit of approximately 600 kilometers at an inclination of 56 degrees to extend the latitudinal coverage for the solar occultation measurements from 79 degrees South to 79 degrees North. The SAGE I instrument consists of four spectral channels centered at wavelengths of 1000, 600, 450, and 385 nanometers for measuring global data concerning aerosol vertical extinction profiles, ozone vertical concentrations profiles, and nitrogen dioxide vertical concentrations profiles during spacecraft sunrise and sunset. The solar wavelengths of 1000 and 450 nanometers are used to generate altitude profiles of ozone and nitrogen dioxide concentration. The SAGE I aerosol data were validated by comparison with correlative lidar and dustsonde in situ measurements, the ozone data were validated by comparison with balloon ECC ozonesonde and rocket measurements, and the nitrogen dioxide measurements were compared with climatology. The operation of the instrument, during each sunrise and sunset measurement, was totally automatic. Prior to each sunrise or sunset, the instrument was rotated in azimuth to its predicted solar acquisition position. When the Sun entered the instruments field of view, the instrument adjusted its azimuth position to lock onto the radiometric center of the Sun to within +/- 45 arcsec and then acquired the sun by rotating its scan mirror to the proper elevation angle. As the Sun traversed between the horizon and the tangent height of 150 kilometers, radiometric channel data were sampled at a rate of 64 samples per second per channel, digitized to 12-bit resolution, and recorded for later transmission back to Earth. Additional SAGE I instrument information can be found in McCormick et al (1979). The SAGE I instrument collected data for almost three years until the AEM-2 satellite power subsystem failed. Data Used and Produced: The SAGE I science and engineering data, along with spacecraft time, position, and housekeeping data, were stored aboard the spacecraft and then down linked to NASA GSFC through a ground station. GSFC then forwarded these data to LaRC for processing and scientific analysis. GSFC also sent spacecraft and solar ephemeris data to LaRC on separate weekly tapes. LaRC combines three data sources to produce the SAGE I MERDAT: (1) the SAGE I instrument data, (2) the spacecraft and solar ephemeris data, and (3) NOAA NMC temperature and density interpolations from the standard NMC spatial gridded analyses at the 18 standard pressure levels and at the tropopause for each tangent event location. The MERDAT files are used as the data input to the inversion process. At the completion of the data processing, three Level 2 SAGE I products are produced: aerosol extinction profiles, ozone concentration profiles, and nitrogen dioxide concentration profiles. The SAGE1_AERO_PRF_NAT data set contains three years of aerosol extinction profiles data. Each granule consists of three months of data (seasonal data) which is in the SAGE Is native binary format. The data coverage begins February 1979 and extends through November 1981. Data are stored in event format. Each measurement event consists of 48 parameters (does not include spares). The SAGE1_AERO_PRF data set contains three years of aerosol extinction profiles data. Each granule consists of one month of data. These data are in Hiearchical Data Format (HDF). The data coverage begins February 1979 and extends through November 1981. Data are stored in parameter format. Each measurement event consists of 38 parameters. The Ozone Concentration Profiles data set is not currently available at the Langley DAAC. It will be archived in Hierarchical Data Format (HDF). The Nitrogen Dioxide Concentration Profiles data set is not currently available at the Langley DAAC. It will be archived in Hierarchical Data Format (HDF). Project Archive Contact: Langley DAAC User Services Office Mail Stop 157D NASA Langley Research Center Hampton, VA 23681-0001 USA Phone: (804) 864-8656 FAX: (804) 864-8807 INTERNET > larc@eos.nasa.gov WWW Home Page: http://eosweb.larc.nasa.gov/ Project Manager Contact: M. Patrick McCormick Mail Stop 475 NASA Langley Research Center Hampton, VA 23681-0001 USA Phone: (804) 864-2669 FAX: (804) 864-2671 INTERNET > M.P.MCCORMICK@LaRC.NASA.GOV Michael W. Rowland SAIC Mail Stop 475 Hampton, VA 23681-0001 USA Phone: (804) 864-2691 FAX: (804) 864-2671 INTERNET > M.W.ROWLAND@LaRC.NASA.GOV References: The following list of references is provided as a starting point for someone wishing to learn more about the SAGE I instrument, inversion method, validation studies and recent scientific studies. Chandra, S.; McPeters, R. D.; Hudson, R. D.; and Planet, W. 1990: Ozone Measurements From the NOAA-9 and the Nimbus-7 Satellites: Implications of Short and Long Term Variabilities. Geophys. Res. Lett., vol. 17, no. 10, pp. 1573-1576. Chu, W. P.; and McCormick, M. P. 1979: Inversion of Stratospheric Aerosol and Gaseous Constituents From Spacecraft Solar Extinction Data in the 0.38-1.0 micrometer Wavelength Region. Appl. Opt., vol. 18, no. 9, pp. 1404-1413. Chu, W. P.; and McCormick, M. P. 1986: SAGE Observations of Stratospheric Nitrogen Dioxide. J. Geophys. Res., vol. 91, no. D5, pp. 5465-5476. Chu, W. P.; McCormick, M. P.; Lenoble, J.; Brogniez, C.; and Pruvost, P. 1989: SAGE II Inversion Algorithm. J. Geophys. Res., vol. 94, no. D6, pp. 8339-8351. Cunnold, D. M.; Zawodny, J. M.; Chu, W. P.; Pommereau, J. P.; and Goutail, F. 1991: Validation of SAGE II NO2 Measurements. J. Geophys. Res., vol. 96, pp. 12,913-12,925. Geller, Marvin A.; Wu, Mao-Fou; and Gelman, Melvyn E. 1983: Tropospheric-Stratosphere (Surface-55 km) Monthly Winter General Circulation Statistics for the Northern Hemisphere--Four Year Averages. J. Atmos. Sci., vol. 40, no. 5, pp. 1334-1352. Gelman, M. E.; Miller, A. J.; Johnson, K. W.; and Nagatani, R. M. 1986: Detection of Long-Term Trends in Global Stratospheric Temperatures From NMC Analyses Derived From NOAA Satellite Data. Adv. Space Res., vol. 6, no. 10, pp. 17-26. Herman, J. R.; Hudson, R. D.; and Serafino, G. 1990: Analysis of the Eight-Year Trend in Ozone Depletion From Empirical Models of Solar Backscattered Ultraviolet Instrument Degradation. J. Geophys. Res., vol. 95, no. D6, pp. 7703-7416. Kent, G. S.; and McCormick, M. P. 1984: SAGE and SAM II Measurements of Global Stratospheric Aerosol Optical Depth and Mass Loading. J. Geophys. Res., vol. 89, no. D4, pp. 5303-5314. Kent, G. S.; Farrukh, U. O.; Wang, P. H.; and Deepak, A. 1988: SAGE I and SAM II Measurements of 1 micrometer Aerosool Extinction in the Free Troposphere. J. Appl. Meteorol., vol. 27, pp. 269-279. Kerr, J. B.; Evans, W. F. J.; and McConnell, J. C. 1977: The Effects of NO2 Changes at Twilight on Tangent Ray NO2 Measurements. Geophys. Res. Lett., vol. 4, no. 12, pp. 577-579. Lenoble, J.; and Pruvost, P. 1983: Inference of the Aerosol Angstrom Coefficient From SAGE Short-Wavelength Data. J. Clim. & Appl. Meteorol., vol. 22, no. 10, pp. 1717-1725. McCormick, M. P.; Hamill, Patrick; Pepin, T. J.; Chu, W. P.; Swissler, T. J.; and McMaster, L. R. 1979: Satellite Studies of the Stratospheric Aerosol. Bull. American Meteorol. Soc., vol. 60, no. 9, pp. 1038-1046. McCormick, M. Patrick; Kent, G. S.; Yue, G. K.; and Cunnold, D. M. 1982: Stratospheric Aerosol Effects From Soufriere Volcano as Measured by the SAGE Satellite System. Science, vol. 216, no. 4550, pp. 1115-1118. McCormick, M. P.; Swissler, T. J.; Hilsenrath, E.; Krueger, A. J.; and Osborn, M. T. 1984: Satellite and Correlative Measurements of Stratospheric Ozone: Comparison of Measurements Made by SAGE, ECC Balloons, Chemiluminescent, and Optical Rocketsondes. J. Geophys. Res., vol. 89, no. D4, pp. 5315-5320. McCormick, M. P.; Veiga, R. E.; and Zawodny, J. M. 1989: Comparison of SAGE I and SAGE II Stratospheric Ozone Measurements. Ozone in the Atmosphere -- Proceedings of the Quadrennial Ozone Symposium 1988 and Tropospheric Ozone Workshop, Rumen D. Bojkov and Peter Fabian, eds., A Deepak Publishing, pp. 202-205. McMaster, Leonard R. 1986: Stratospheric Aerosol and Gas Experiment (SAGE II). Sixth Conference on Atmospheric Radiation, American Meteorological Soc., pp. J46-J48. Reiter, R.; and McCormick, M. P. 1982: SAGE - European Ozonesonde Comparison. Nature, vol. 300, no. 5890, pp. 337-339. Russell, P. B.; and McCormick, M. P.; Swissler, T. J.; Chu, W. P.; Livingston, J. M.; Fuller, W. H., Jr.; Rosen, J. M.; Hofmann, D. J.; McMaster, L. R.; Woods, D. C.; and Pepin, T. J. 1981: Satellite and Correlative Measurements of the Stratospheric Aerosol. II: Comparison of Measurements Made by SAM II, Dustsondes and an Airborne Lidar. J. Atmos. Sci., vol. 38, no. 6, pp. 1295-1312. Russell, P. B.; and McCormick, M. P.; Chu, W. P.; Livingston, J. M.; Pepin, T. J. 1981 Satellite and Correlative Measurements of the Stratospheric Aerosol. I: An Optical Model for Data Conversions. J. Atmos. Sci., vol. 38, no. 6, pp. 1279-1294. Russell, P. B.; and McCormick, M. P.; Swissler, T. J.; Rosen, J. M.; Hofmann, D. J.; and McMaster, L. R. 1984: Satellite and Correlative Measurements of the Stratospheric Aerosol. III: Comparison of Measurements by SAM II, SAGE, Dustsondes, Filters, Impactors, and Lidar. J. Atmos. Sci., vol. 41, no. 11, pp. 1791-1800. Wang, Pi-Huan; McCormick, M. P.; and Chu, W. P. 1983: A Study on the Planetary Wave Transport of Ozone During the Late February 1979 Stratospheric Warming Using the SAGE Ozone Observation and Meteorological Information. J. Atmos. Sci., vol. 40, no. 10, pp. 2419-2431. Wang, Pi-Huan; and McCormick, M. P. 1985: Variations in Stratospheric Aerosol Optical Depth During Northern Warmings. J. Geophys. Res., vol. 90, no. D6, pp. 10,597-10,606. Watson, R. T. et al. 1988: Present State of Knowledge of the Upper Atmosphere 1988: An Assessment Report. NASA RP-1208. WMO Global Ozone Research and Monitoring Project 1981: The Stratosphere 1981--Theory and Measurements. NASA TM-84125. (Available as WMO Rep. No. 11.) WMO Global Ozone Research and Monitoring Proj. 1990: Scientific Assessment of Stratospheric Ozone: 1989, Volume I. Rep. No. 20, World Meteorological Organization. Woodbury, Gerard E.; and McCormick, M. P. 1986: Zonal and Geographical Distributions of Cirrus Clouds Determined From SAGE Data. J. Geophys. Res., vol. 91, no. D2, pp. 2775-2785. Yue, Glenn K.; and Deepak, Adarsh 1983: Retrieval of Stratospheric Aerosol Size Distribution From Atmospheric Extinction of Solar Radiation at Two Wavelengths. Appl. Opt., vol. 22, no. 11, pp. 1639-1645. Yue, Glenn K.; and Deepak, Adarsh 1984: Latitudinal and Altitudinal Variation of Size Distribution of Stratospheric Aerosols Inferred From SAGE Aerosol Extinction Coefficient Measurements at Two Wavelengths. Geophys. Res. Lett., vol. 11, no. 10, pp. 999-1002. Yue, Glenn K.; McCormick, M. P.; and Chu, W. P. 1984: A Comparative Study of Aerosol Extinction Measurements Made by the SAM II and SAGE Satellite Experiments. J. Geophys. Res., vol. 89, no. D4, pp. 5321-5327. | SAGE I | GCMD projects
0 | TROPOSPHERIC EMISSION SPECTROMETER | Tropospheric Emission Spectrometer | The Tropospheric Emission Spectrometer (TES) was flown on the Earth Observing System (EOS) Aura spacecraft launched in July 2004. The primary goal of the TES is the global mapping of tropospheric ozone and its photochemical precursors. The TES is a high spectral resolution infrared imaging Fourier transform spectrometer with spectral coverage from 2.3 to 16.7 micrometers with four single-line arrays optimized for different spectral regions. TES has the capability to make both limb and down-looking observations. In the limb mode, tropospheric profiles of chemical species are made with a height resolution of 2.3 km from 0 to 30 km. In the down-looking mode, TES provides tropospheric profiles with a spatial resolution of 50 x 5 km (global) and 5 x 0.5 km (local), and a swath of 50 x 180 km (global) and 5 x 18 km (local). Both modes sensing thermal emission from the atmosphere and surface will be used to generate 3-dimensional profiles on a global scale for retrievals of O3, CO, CH4, H2O, and NOy from the surface to the lower stratosphere. See Beer, R. and T.A.Glavich,Remote sensing of the troposphere by infrared emission spectroscopy, in Advanced Optical Instrumentation for Remote Sensing of Earths Surface from Space, vol. 1129, pp 42-51,SPIE,1989. The TES Principal Investigator is Reinhard Beer. Additional information available at https://tes.jpl.nasa.gov/ Group: Instrument_Details Entry_ID: TES Group: Instrument_Identification Instrument_Category: Earth Remote Sensing Instruments Instrument_Class: Passive Remote Sensing Instrument_Type: Spectrometers/Radiometers Instrument_Subtype: Spectrometers Short_Name: TES Long_Name: Tropospheric Emission Spectrometer End_Group Group: Associated_Platforms Short_Name: AURA End_Group Group: Spectral_Frequency_Information Wavelength_Keyword: Infrared > Reflected Spectral_Frequency_Coverage_Range: 650 to 2250 cm-1 Spectral_Frequency_Resolution: 0.1 cm-1 End_Group Online_Resource: https://tes.jpl.nasa.gov/ Sample_Image: https://remus.jpl.nasa.gov/jpeg/tes.jpg Creation_Date: 2007-05-21 Group: Instrument_Logistics Data_Rate: 4.5 MBPS Instrument_Owner: USA/NASA End_Group End_Group | TES | GCMD instruments
0 | TROPOSPHERIC EMISSION SPECTROMETER | Tropospheric Emission Spectrometer | The Tropospheric Emission Spectrometer (TES) is one of four science instruments aboard NASAs Aura satellite, which was launched from Vandenberg Air Force Base, California on July 15, 2004. The satellite flies at an altitude of 705 km (438 miles) in an orbit that takes it near Earths North and South Poles. With each orbit, the spacecraft advances 22° westward. After 233 orbits (16 days), it is back at its starting point and the pattern repeats. Thus, every 16 days, Aura re-examines the same portions of the atmosphere, and its instruments are able to measure changes that may have occurred in each sampled area. The satellite and its instruments are scheduled to perform their atmospheric studies for five years. Summary provided by http://tes.jpl.nasa.gov/ | TES | GCMD projects
0 | TOTAL OZONE MAPPING SPECTROMETER | Total Ozone Mapping Spectrometer | The TOMS instrument is a second-generation backscatter ultraviolet ozone sounder. TOMS can measure total column ozone--the total amount of ozone in a column of air from the Earths surface to the top of the atmosphere--under all daytime observing and geophysical conditions. TOMS observations cover the near ultraviolet region of the electromagnetic spectrum, where sunlight is absorbed only partially by ozone. TOMS/EP measures total ozone by observing both incoming solar energy and backscattered ultraviolet (UV) radiation at six wavelengths. Backscattered radiation is solar radiation that has penetrated to the Earths lower atmosphere and is then scattered by air molecules and clouds back through the stratosphere to the satellite sensors. Along that path, a fraction of the UV is absorbed by ozone. By comparing the amount of backscattered radiation to observations of incoming solar energy at identical wavelengths, scientists can calculate the Earths albedo, the ratio of light reflected by Earth compared to that it receives. Changes in albedo at the selected wavelengths can be used to derive the amount of ozone above the surface. The Total Ozone Mapping Spectrometer (TOMS) data represent the primary long-term, continuous record of satellite-based observations available for use in monitoring global and regional trends in total ozone over the past 25 years. TOMS also provides measurements of tropospheric aerosols, volcanic SO2, ultraviolet irradiance, erythemal UV exposure, and effective reflectivity from the Earths surface and clouds. The data are produced by the Laboratory for Atmospheres at NASAs Goddard Space Flight Center. Four TOMS instruments have been successfully flown in orbit – aboard the Nimbus-7 (Nov. 1978 - May 1993), Meteor-3 (Aug. 1991 - Dec. 1994), Earth Probe (July 1996 - current), and ADEOS (Sep. 1996 - June 1997) satellites. Version 8 TOMS data products are available from the Goddard Earth Sciences Distributed Information and Services Center (GES DISC). These include level 3 gridded data (1.0° x 1.25°) as well as level 2 instrument resolution data (between 50x50 km and 26x26 km pixel at nadir). At this time, the data are from the Nimbus-7 and Earth Probe TOMS instruments. Group: Instrument_Details Entry_ID: TOMS Group: Instrument_Identification Instrument_Category: Earth Remote Sensing Instruments Instrument_Class: Passive Remote Sensing Instrument_Type: Spectrometers/Radiometers Instrument_Subtype: Spectrometers Short_Name: TOMS Long_Name: Total Ozone Mapping Spectrometer End_Group Group: Associated_Platforms Short_Name: EP-TOMS Short_Name: METEOR-3 Short_Name: ADEOS-I Short_Name: NIMBUS-7 End_Group Online_Resource: http://disc.sci.gsfc.nasa.gov/acdisc/TOMS Online_Resource: https://ozoneaq.gsfc.nasa.gov/ Online_Resource: http://science.nasa.gov/missions/toms/ End_Group | TOMS | GCMD instruments
0 | TOTAL OZONE MAPPING SPECTROMETER | Total Ozone Mapping Spectrometer | The Total Ozone Mapping Spectrometer, launched in July 1996 onboard an Earth Probe Satellite (TOMS/EP), continues NASAs long-term daily mapping of the global distribution of the Earths atmospheric ozone. TOMS/EP will again take high-resolution measurements of the total column amount of ozone from space that began with NASAs Nimbus-7 satellite in 1978 and continued with the TOMS aboard a Russian Meteor-3 satellite until the instrument stopped working in December 1994. This NASA-developed instrument, measures ozone indirectly by mapping ultraviolet light emitted by the Sun to that scattered from the Earths atmosphere back to the satellite. The TOMS instrument has mapped in detail the global ozone distribution as well as the Antarctic ozone hole, which forms September through November of each year. | TOMS | GCMD projects
0 | SPECTRORADIOMETERS | Spectroradiometers |  |  | GCMD instruments
0 | SPECTRORADIOMETERS | SPECTRORADIOMETERS |  | SPECTRORADIOMETERS | GCMD instruments
0 | HYDROMETERS | Hydrometers |  |  | GCMD instruments
0 | HYDROMETERS | HYDROMETERS |  | HYDROMETERS | GCMD instruments
0 | THERMISTORS | Thermistors |  |  | GCMD instruments
0 | THERMISTORS | THERMISTORS |  | THERMISTORS | GCMD instruments
0 | THERMOCOUPLES | Thermocouples |  |  | GCMD instruments
0 | THERMOCOUPLES | THERMOCOUPLES |  | THERMOCOUPLES | GCMD instruments
0 | THERMOMETERS | Thermometers |  |  | GCMD instruments
0 | THERMOMETERS | THERMOMETERS |  | THERMOMETERS | GCMD instruments
0 | ACTIVE CAVITY RADIOMETER IRRADIANCE MONITOR III | Active Cavity Radiometer Irradiance Monitor III | The Active Cavity Radiometer Irradiance Monitor III (ACRIM III) involves the Monitoring of the total variability of solar irradiance with active cavity radiometer solar monitoring sensors. ACRIM III was successfully launched on board the ACRIMSAT spacecraft on December 20, 1999. More Information: https://www.jpl.nasa.gov/missions/active-cavity-irradiance-monitor-satellite-acrimsat/ Group: Instrument_Details Entry_ID: ACRIM III Group: Instrument_Identification Instrument_Category: Solar/Space Observing Instruments Instrument_Class: Visible/Infrared Instruments Short_Name: ACRIM III Long_Name: Active Cavity Radiometer Irradiance Monitor III End_Group Group: Associated_Platforms Short_Name: ACRIMSAT End_Group Online_Resource: https://eosweb.larc.nasa.gov/project/acrimIII/acrimIII_table Online_Resource: https://www.jpl.nasa.gov/missions/active-cavity-irradiance-monitor-satellite-acrimsat/ Online_Resource: http://www.acrim.com/ Group: Instrument_Logistics Data_Rate: < 1 kbps Instrument_Owner: NASA End_Group End_Group | ACRIM III | GCMD instruments
0 | ACTIVE CAVITY RADIOMETER IRRADIANCE MONITOR III | Active Cavity Radiometer Irradiance Monitor III | The Active Cavity Radiometer Irradiance Monitor III (ACRIM III) involves the Monitoring of the total variability of solar irradiance with active cavity radiometer solar monitoring sensors. ACRIM III was successfully launched on board the ACRIMSAT spacecraft on December 20, 1999. Link to the ACRIM website at http://www.acrim.com/2000.htm | ACRIM III | GCMD projects
0 | ACTIVE CAVITY RADIOMETER IRRADIANCE MONITOR II | Active Cavity Radiometer Irradiance Monitor II | The objective of the Active Cavity Radiometer (ACR) Irradiance Monitor (ACRIM) is to measure the total solar irradiance with state-of-the-art accuracy and precision. The ACRIM instrument was first flown on the Solar Maximum Mission (SMM/ACRIM I) satellite and was flown on all three Atmospheric Laboratory for Applications and Science (ATLAS) missions and the Spacelab 1 misson from the Space Shuttle. In addition, ACRIM was flown as a flight-of-opportunity instrument on the Upper Atmosphere Research Satellite (UARS/ACRIM II) and is scheduled to fly as a flight-of-opportunity mission during NASAs Earth Observation System (EOS) program (ACRIMSAT/ACRIM III) The principal role of the ACRIM is to support extended solar irradiance experiments on free-flying satellites and establishment of the radiation scale at the solar total flux level through direct intercomparison with other experiments. The total solar irradiance (TSI) from far ultraviolet through far infrared is measured by three Type V active-cavity radiometer sensors. These detectors are electrically self-calibrated, cavity pyrheliometers each capable of defining the absolute radiation scale with an uncertainty of +/- 0.1% SI units. The single sample irradiance precision is +/-0.012 %. The three sensors are independently shuttered and their measurement cycles are different so that the three sensors can be used in various combinations to provide periodic cross references on the systems performance. For more information about the UARS/ACRIM II and current data availability see: http://www.ngdc.noaa.gov/stp/solar/uars.html For information about the latest ACRIM III instrument which was launched on ACRIMSAT on December 20, 1999, see: http://earthobservatory.nasa.gov/Library/ACRIMSAT/ Group: Instrument_Details Entry_ID: ACRIM II Group: Instrument_Identification Instrument_Category: Solar/Space Observing Instruments Instrument_Class: Visible/Infrared Instruments Short_Name: ACRIM II Long_Name: Active Cavity Radiometer Irradiance Monitor II End_Group Group: Associated_Platforms Short_Name: UARS End_Group Online_Resource: http://www.ngdc.noaa.gov/stp/solar/uars.html Online_Resource: http://acrim.com/ Group: Instrument_Logistics Instrument_Owner: NASA End_Group End_Group | ACRIM II | GCMD instruments
0 | ACTIVE CAVITY RADIOMETER IRRADIANCE MONITOR II | Active Cavity Radiometer Irradiance Monitor II | The second Active Cavity Radiometer Irradiance Monitor (ACRIM) satellite solar monitoring experiment (ACRIM II) has been providing total solar irradiance observations since its launch as part of the Upper Atmospheric Research Satellite (UARS) in late 1991. The UARS is a three-axis stabilized, Earth-oriented spacecraft with an orbit at inclination of 57 degrees and altitude 585 km. The UARS orbit provides about 60 minutes of sunlight in each orbit of which about 35 minutes are available for solar viewing. During this period the Solar/Stellar Pointing Platform points the instrument to the center of the Sun. For more information link to: http://www.ngdc.noaa.gov/stp/SOLAR/IRRADIANCE/uars.html | ACRIMII | GCMD projects
0 | BURST AND TRANSIENT SOURCE EXPERIMENT | Burst And Transient Source Experiment | The Burst And Transient Source Experiment (BATSE) serves as the all-sky monitor for the Compton Observatory, detecting and locating strong transient sources called gamma-ray bursts as well as outbursts from other sources over the entire sky. There are eight BATSE detectors, one facing outward from each corner of the satellite, which are sensitive to gamma-ray energies from 20 keV to over one thousand keV. At the heart of the BATSE detectors are NaI crystals which produce a flash of visible light when struck by gamma rays. The flashes are recorded by light-sensitive detectors whose output signal is digitized and analyzed to determine the arrival time and energy of the gamma ray which caused the flash. Each BATSE detector unit consists of a large area detector sensitive to faint transient events along with a smaller detector optimized for spectroscopic studies of bright events. Additional information available at http://cossc.gsfc.nasa.gov/cgro/batse.html [Summary provided by NASA] | BATSE | GCMD instruments
0 | BURST AND TRANSIENT SOURCE EXPERIMENT | Burst And Transient Source Experiment | BATSE was a high energy astrophysics experiment in orbit around Earth on NASA&#039;s Compton Gamma-Ray Observatory. The primary objective of BATSE was to study the phenomenon of gamma-ray bursts , although the detectors also recorded data from pulsars , terrestrial gamma-ray flashes , soft gamma repeaters, black holes, and other exotic astrophysical objects. BATSE responded to, or triggered on, sudden changes in count rates above background levels. It was also capable of detecting less impulsive sources by measuring their modulation using the Earth Occultation technique. View a typical one-day orbit of the Compton Gamma-Ray Observatory. This information is provided by http://www.batse.msfc.nasa.gov/batse/ | BATSE | GCMD projects
0 | GERMANY | GERMANY |  |  | GCMD providers
0 | GERMANY | GERMANY |  |  | GCMD locations
0 | ARCHIVING, VALIDATION AND INTERPRETATION OF SATELLITE OCEANOGRAPHIC DATA | Archiving, Validation and Interpretation of Satellite Oceanographic Data | Aviso distributes satellite altimetry data from Topex/Poseidon, Jason-1, ERS-1 and ERS-2, and EnviSat, and Doris precise orbit determination and positioning products. These data are used to study ocean dynamics and geophysics in many applications, including climate prediction, monitoring of mean sea level, global warming, El Ni?o and La Ni?a events, marine currents and ocean circulation, and tide, wind, wave and marine meteorology models. When delivered in near-real time, these data form the basis for operational oceanography-in other words, ocean monitoring and prediction, particularly within the framework of the Godae program and the Mercator project. Aviso User Services CLS/DOS, 8-10 rue Herms, Parc Technologique du Canal F-31526 Ramonville St-Agne, France tel. (+33)(0)5 61 39 47 80 fax (+33)(0)5 61 39 37 82 http://www.aviso.oceanobs.com/ [Summary provided by Aviso User Services] | AVISO | GCMD providers
0 | ARCHIVING, VALIDATION AND INTERPRETATION OF SATELLITE OCEANOGRAPHIC DATA | Archiving, Validation and Interpretation of Satellite Oceanographic Data | The AVISO (Archiving, Validation and Interpretation of Satellite Oceanographic data) program seeks to provide long-term, continuous altimetry datasets by merging past and present satellite altimetry missions. Aviso distributes satellite altimetry data from Topex/Poseidon, Jason-1, ERS-1 and ERS-2, and EnviSat, and Doris precise orbit determination and positioning products. | AVISO | GCMD projects
0 | GEOLOGY | GEOLOGY |  | GEOLOGY | GCMD providers
0 | GEOLOGY | GEOLOGY |  |  | GCMD discipline
0 | PALEOMAP PROJECT | PALEOMAP Project | The goal of the PALEOMAP Project is to illustrate the plate tectonic development of the ocean basins and continents, as well as the changing distribution of land and sea during the past 1100 million years. Website: http://www.scotese.com/ [Summary provided by Christopher R. Scotese] | PALEOMAP | GCMD providers
0 | PALEOMAP PROJECT | PALEOMAP Project | The goal of the PALEOMAP Project is to illustrate the plate tectonic development of the ocean basins and continents, as well as the changing distribution of land and sea during the past 1100 million years. For more information, link to http://www.scotese.com/Default.htm | PALEOMAP | GCMD projects
0 | BASE DE DONNEES SOLAIRE SOL 2000 | Base de donnees Solaire Sol 2000 | The database solar basement, BASS 2000, the first designed to archive all data from solar observing instruments on the ground. The instruments are: Franco-Italian telescope THEMIS installed in the Canary Islands (Spain) solar instruments still in operation at the Pic du Midi de Bigorre (Lunette Jean Rösch and coronograph CLIMSO) the Spectroheliograph of the Observatoire de Paris Meudon or the Radioheliograph Nançay. Summary provided by http://bass2000.obspm.fr/home.php | BASS2000 | GCMD providers
0 | BASE DE DONNEES SOLAIRE SOL 2000 | Base de donnees Solaire Sol 2000 | BASS2000 is an archive of french ground-based solar data and is constituted of two components : in Meudon, on-line data catalogues provide daily all observations of the Meudon spectroheliograph, some data of the Nançay radioheliograph and of the total flux antenna, as well as a few images per day of the Pic du Midi coronograph. Processed data are also available (such as synoptic maps for example). In Tarbes, the catalogue of off-line data contains THEMIS data (spectropolarimeter &MTR& and spectro-imagery &MSDP&), all data from the Nançay radioheliograph (all frequencies, full cadence), some data of the L.J.R at the Pic ! du Midi, and a good part of data from the Pic du Midi coronagraph. In addition to these solar data catalogues, BASS2000 provide other on-line services : informations about instruments and processing codes, including various informations for the preparation of observations (THEMIS), a bibliography, public outreach pages about solar physics and lists of useful links. This information is taken from http://bass2000.obspm.fr/commun/pageac_ang.htm | BASS | GCMD projects
0 | CAROLINAS COASTAL OCEAN OBSERVING AND PREDICTION SYSTEM | Carolinas Coastal Ocean Observing and Prediction System | The Carolinas Coastal Ocean Observing and Prediction System (Caro-COOPS) initiative is based upon an instrumented array of coastal and offshore moorings, which are being deployed off of the coast of the Carolinas. The information from this observing system will be used to monitor and model estuarine and coastal ocean conditions, as well as develop predictive tools and ultimately forecasts for coastal managers. The initial product of Caro-COOPS will be an advanced, integrated storm surge model, based on real-time monitoring of hydrologic and meteorological conditions and processed by state-of-the-art computer models. Future applications of Caro-COOPS information will include water quality and transport of pollutants, sediment transport and shoreline stability, and the state of the fisheries. Caro-COOPS also includes a sophisticated information management infrastructure designed to process and deliver information to a variety of public users, as well as to model applications. Caro-COOPS is a partnership among the University of South Carolina, North Carolina State University, and the University of North Carolina at Wilmington. It is funded by the National Oceanic and Atmospheric Administration. Website: http://caro-coops.org/carocoops_website/index.php [Summary provided by The Carolinas Coastal Ocean Observing and Prediction System.] | CARO-COOPS | GCMD providers
0 | CAROLINAS COASTAL OCEAN OBSERVING AND PREDICTION SYSTEM | Carolinas Coastal Ocean Observing and Prediction System | The Carolinas Coastal Ocean Observing and Prediction System (Caro-COOPS) initiative is based upon an instrumented array of coastal and offshore moorings, which are being deployed off of the coast of the Carolinas. The information from this observing system will be used to monitor and model estuarine and coastal ocean conditions, as well as develop predictive tools and ultimately forecasts for coastal managers. The initial product of Caro-COOPS will be an advanced, integrated storm surge model, based on real-time monitoring of hydrologic and meteorological conditions and processed by state-of-the-art computer models. Future applications of Caro-COOPS information will include water quality and transport of pollutants, sediment transport and shoreline stability, and the state of the fisheries. Caro-COOPS also include a sophisticated information management infrastructure designed to process and deliver information to a variety of public users, as well as to model applications. | CARO-COOPS | GCMD projects
0 | CHRONOS | CHRONOS | Geologic time is the intellectual theme that connects a wide variety of research endeavors in geoscience - missing is the corresponding cyberinfrastructure that allows the resources of all these endeavors to be pooled. CHRONOS&#039;s (Greek: time) purpose is to transform Earth history research by seamlessly integrating geoscience databases and tools. Summary Provided By: http://www.chronos.org/ | CHRONOS | GCMD providers
0 | CHRONOS | CHRONOS | CHRONOS provides services for geospatial data via WFS and WMS capabilities URLs can be found to the right of this page. In addition, several tutorials will be provided examples of the use of these resources. GIS client: CHRONOS is integrating the Cartoweb open source cross platform GIS client into the geospatially enabled data sources. The goal is to connect data searched geospatially into the other searches (text and time based) at the CHRONOS site. Also we will connect these with external open data source reachable via service calls. Integrating searches regardless of the user interface is a goal to address the need for researchers to quickly and effectively locate data related to their research efforts. Summary provided by http://portal.chronos.org/gridsphere/gridsphere?cid=search_gis | CHRONOS | GCMD projects
0 | ESTIMATING THE CIRCULATION AND CLIMATE OF THE OCEAN | Estimating the Circulation and Climate of the Ocean | The official ECCO homepage can be found at http://www.ecco-group.org. It contains a description of the project and of ongoing experiments, results and animations, a list of publications and the project report series, meeting and workshop schedules, as well as links to the model, model documentation, web-based data servers, and further useful sites. Summary Provided By: http://www.ecco.ucsd.edu/ | ECCO | GCMD providers
0 | ESTIMATING THE CIRCULATION AND CLIMATE OF THE OCEAN | Estimating the Circulation and Climate of the Ocean | The “Estimating the Circulation and Climate of the Ocean” (ECCO) consortium is directed at making the best possible estimates of ocean circulation and its role in climate. Solutions are obtained by combining state-of-the-art ocean circulation models with nearly complete global ocean data sets in a physically and statistically consistent manner. Products are being utilized to understanding ocean variability, biological cycles, coastal physics, and geodesy, and are available for general applications. | ECCO | GCMD projects
0 | GULF OF MAINE OCEAN OBSERVING SYSTEM | Gulf of Maine Ocean Observing System | GoMOOS is a national pilot program designed to bring hourly oceanographic data from the Gulf of Maine to all those who need it, including: * Commercial Mariners making everyday decisions that impact their safety and livelihood. * Coastal Resource Managers seeking to maintain economically and environmentally vital resources. * Scientists trying to understand complex ecosystems and predict climate change. * Educators conveying the complexity and urgency of ocean science. * Search and Rescue Teams trying to find and save lives. * Emergency Response Teams mitigating damage from environmental disasters. * Public Health Officials concerned about outbreaks of harmful algal blooms (such as red tide). [Summary adopted from the GoMOOS website at http://dev.gomoos.org/aboutgomoos/] | GOMOOS | GCMD providers
0 | GULF OF MAINE OCEAN OBSERVING SYSTEM | Gulf of Maine Ocean Observing System | GoMOOS is a national pilot program designed to bring hourly oceanographic data from the Gulf of Maine to all those who need it, including: * Commercial Mariners making everyday decisions that impact their safety and livelihood. * Coastal Resource Managers seeking to maintain economically and environmentally vital resources. * Scientists trying to understand complex ecosystems and predict climate change. * Educators conveying the complexity and urgency of ocean science. * Search and Rescue Teams trying to find and save lives. * Emergency Response Teams mitigating damage from environmental disasters. * Public Health Officials concerned about outbreaks of harmful algal blooms (such as red tide). [Summary adopted from the GoMOOS website at http://dev.gomoos.org/aboutgomoos/] | GOMOOS | GCMD projects
0 | NATIONAL OCEANOGRAPHIC PARTNERSHIP PROGRAM | National Oceanographic Partnership Program | The National Oceanographic Partnership Program (NOPP) is a collaboration of fifteen federal agencies to provide leadership and coordination of national oceanographic research and education initiatives. Summary Provided by: http://www.nopp.org/ | NOPP | GCMD providers
0 | NATIONAL OCEANOGRAPHIC PARTNERSHIP PROGRAM | National Oceanographic Partnership Program | The National Oceanographic Partnership Program (NOPP) is a collaboration of fifteen federal agencies to provide leadership and coordination of national oceanographic research and education initiatives. NOPP facilitates interactions among federal agencies, academia and industry; increases visibility for ocean issues on the national agenda; and achieves a higher level of coordinated effort across the broad oceanographic community. Information provided by http://www.nopp.org/ | NOPP | GCMD projects
0 | PALEOCLIMATE MODELLING INTERCOMPARISON PROJECT | Paleoclimate Modelling Intercomparison Project | Summary Provided By: http://pmip.lsce.ipsl.fr/ | PMIP | GCMD providers
0 | PALEOCLIMATE MODELLING INTERCOMPARISON PROJECT | Paleoclimate Modelling Intercomparison Project | [Source: S. Joussaume and K. E. Taylor, proceedings of the third PMIP workshop, Canada, 4-8 october 1999, in WCRP-111, WMO/TD-1007, edited by P. Braconnot, 9-24, 2000. ] Atmospheric general circulation models (AGCMs) are continually improving in their ability to simulate the major features of today´s climate. Many of these models are being used to predict future climate change and although there is broad agreement among the models, there are also many differences in the details of their predictions. In order to determine whether models can simulate climatic conditions much different from today, the models can be used to simulate paleoclimates, and paleodata can be used to evaluate the results. Moreover, AGCMs have proved their usefulness to investigate mechanisms of past climate changes (e.g., Joussaume, 1999)). The Paleoclimate Modeling Intercomparison Project (PMIP) was initiated in order to coordinate and encourage the systematic study of AGCMs and to assess their ability to simulate large changes of climate such as those that occurred in the distant past. It also is serving to encourage the preparation of global reconstructions of paleoclimates that can be used to evaluate climate models. The PMIP effort developed out of a NATO Advanced Research Workshop, convened in 1991, which led to a cooperative and coordinated effort to compare model simulations with paleoclimate data. The workshop participants agreed to focus initially on two specific periods in the past : the last glacial maximum, 21 000 years before present (BP), and the mid-Holocene climate, 6 000 years BP, which correspond to extreme conditions that are relatively well documented. Simulating the last glacial maximum provides an opportunity for assessing the models´ ability to simulate extreme cold conditions as well as for studying the feedbacks associated with both a decrease of the atmospheric CO2 concentration and ice sheet elevation of 2 to 3 km above North America and northern Europe. The simulation of the mid-Holocene conditions is on the other hand a sensitivity experiment in which the seasonal contrast of incoming solar radiation at the top of the atmosphere is changed; 6000 years BP, the seasonal contrast was larger in the northern summer, leading to an increase of summer monsoons over Africa and South Asia. More Information: http://pmip.lsce.ipsl.fr/ | PMIP | GCMD projects
0 | PACIFIC ISLANDS OCEAN OBSERVING SYSTEM | Pacific Islands Ocean Observing System |  | PacIOOS | GCMD providers
0 | PACIFIC ISLANDS OCEAN OBSERVING SYSTEM | Pacific Islands Ocean Observing System |  | PacIOOS | GCMD projects
0 | ARGENTINA | ARGENTINA |  |  | GCMD providers
0 | ARGENTINA | ARGENTINA |  |  | GCMD locations
0 | AUSTRALIA | AUSTRALIA |  |  | GCMD providers
0 | AUSTRALIA | AUSTRALIA |  |  | GCMD locations
0 | AUSTRIA | AUSTRIA |  |  | GCMD providers
0 | AUSTRIA | AUSTRIA |  |  | GCMD locations
0 | BELGIUM | BELGIUM |  |  | GCMD providers
0 | BELGIUM | BELGIUM |  |  | GCMD locations
0 | BRAZIL | BRAZIL |  |  | GCMD providers
0 | BRAZIL | BRAZIL |  |  | GCMD locations
0 | CANADA | CANADA |  |  | GCMD providers
0 | CANADA | CANADA |  |  | GCMD locations
0 | CHILE | CHILE |  |  | GCMD providers
0 | CHILE | CHILE |  |  | GCMD locations
0 | CHINA | CHINA |  |  | GCMD providers
0 | CHINA | CHINA |  |  | GCMD locations
0 | COLOMBIA | COLOMBIA |  |  | GCMD providers
0 | COLOMBIA | COLOMBIA |  |  | GCMD locations
0 | CZECH REPUBLIC | CZECH REPUBLIC |  |  | GCMD providers
0 | CZECH REPUBLIC | CZECH REPUBLIC |  |  | GCMD locations
0 | DENMARK | DENMARK |  |  | GCMD providers
0 | DENMARK | DENMARK |  |  | GCMD locations
0 | ECUADOR | ECUADOR |  |  | GCMD providers
0 | ECUADOR | ECUADOR |  |  | GCMD locations
0 | ESTONIA | ESTONIA |  |  | GCMD providers
0 | ESTONIA | ESTONIA |  |  | GCMD locations
0 | FINLAND | FINLAND |  |  | GCMD providers
0 | FINLAND | FINLAND |  |  | GCMD locations
0 | FRANCE | FRANCE |  |  | GCMD providers
0 | FRANCE | FRANCE |  |  | GCMD locations
0 | GREECE | GREECE |  |  | GCMD providers
0 | GREECE | GREECE |  |  | GCMD locations
0 | ICELAND | ICELAND |  |  | GCMD providers
0 | ICELAND | ICELAND |  |  | GCMD locations
0 | INDIA | INDIA |  |  | GCMD providers
0 | INDIA | INDIA |  |  | GCMD locations
0 | IRELAND | IRELAND |  |  | GCMD providers
0 | IRELAND | IRELAND |  |  | GCMD locations
0 | ISRAEL | ISRAEL |  |  | GCMD providers
0 | ISRAEL | ISRAEL |  |  | GCMD locations
0 | ITALY | ITALY |  |  | GCMD providers
0 | ITALY | ITALY |  |  | GCMD locations
0 | JAPAN | JAPAN |  |  | GCMD providers
0 | JAPAN | JAPAN |  |  | GCMD locations
0 | LITHUANIA | LITHUANIA |  |  | GCMD providers
0 | LITHUANIA | LITHUANIA |  |  | GCMD locations
0 | MADAGASCAR | MADAGASCAR |  |  | GCMD providers
0 | MADAGASCAR | MADAGASCAR |  |  | GCMD locations
0 | MALAYSIA | MALAYSIA |  |  | GCMD providers
0 | MALAYSIA | MALAYSIA |  |  | GCMD locations
0 | MALAYSIAN ANTARCTIC RESEARCH PROGRAM | MALAYSIAN ANTARCTIC RESEARCH PROGRAM | In the spirit of Malaysia Boleh, we have travelled all the way to the South Pole to conduct important research in the pursuit of science. If you are a researcher, adventurous, and keen for a trip the Arctics, show us your research proposal. We at Akademi Sains Malaysia (ASM) are always keen for new research proposals. This site also documents the experiences of past expeditions. Summary Provided By: http://www.myantarctica.com.my/aboutMARP.htm | MY/MARC | GCMD providers
0 | MALAYSIAN ANTARCTIC RESEARCH PROGRAM | Malaysian Antarctic Research Program | The main theme of the Malaysian Antarctic Research Program is to study the linkages, similarity or differences of either atmospheric processes or biological processes between Antarctic environment and the tropic environment. The Malaysian Antarctic Research Program Task force decided that the program would concentrate its research in the following fields: - Atmospheric Sciences - Biological Sciences - Radio Communication Science Scientific research projects being carried out by Malaysian scientists are as follows: - Boundary Layer Studies of Antarctic - Modelling and Observational Studies of Antarctic Katabatic (MOSAK) - Polar Atmospheric Water Vapour/Ionospheric Measurement Using GPS - Model Development and Application of Microwave Remote Sensing in Antarctica - Microalgal Biodiversity at Antarctica - Occurrence of Fungi from Extreme Environments - Diversity and Metabolic Abilities of Antarctic Bacteria - Antarctica Microbial Genomic: Genomic Sequence Survey of Selected Antarctic Microbes - The Evolution and Diversity of Antarctica Periphytic Algae - The Biodiversity of the Benthic Invertebrates Fauna from the Antarctic Marine Ecosystem - Bacteria Biodegradation and Bioremediation of Hydrocarbons in Antarctica http://www.rmi.uitm.edu.my/component/content/article/270.html | MARP | GCMD projects
0 | MEXICO | MEXICO |  |  | GCMD providers
0 | MEXICO | MEXICO |  |  | GCMD locations
0 | NAMIBIA | NAMIBIA |  |  | GCMD providers
0 | NAMIBIA | NAMIBIA |  |  | GCMD locations
0 | NEPAL | NEPAL |  |  | GCMD providers
0 | NEPAL | NEPAL |  |  | GCMD locations
0 | NETHERLANDS | NETHERLANDS |  |  | GCMD providers
0 | NETHERLANDS | NETHERLANDS |  |  | GCMD locations
0 | NEW ZEALAND | NEW ZEALAND |  |  | GCMD providers
0 | NEW ZEALAND | NEW ZEALAND |  |  | GCMD locations
0 | NICARAGUA | NICARAGUA |  |  | GCMD providers
0 | NICARAGUA | NICARAGUA |  |  | GCMD locations
0 | NORWAY | NORWAY |  |  | GCMD providers
0 | NORWAY | NORWAY |  |  | GCMD locations
0 | PAKISTAN | PAKISTAN |  |  | GCMD providers
0 | PAKISTAN | PAKISTAN |  |  | GCMD locations
0 | PERU | PERU |  |  | GCMD providers
0 | PERU | PERU |  |  | GCMD locations
0 | PHILIPPINES | PHILIPPINES |  |  | GCMD providers
0 | PHILIPPINES | PHILIPPINES |  |  | GCMD locations
0 | POLAND | POLAND |  |  | GCMD providers
0 | POLAND | POLAND |  |  | GCMD locations
0 | PORTUGAL | PORTUGAL |  |  | GCMD providers
0 | PORTUGAL | PORTUGAL |  |  | GCMD locations
0 | SEYCHELLES | SEYCHELLES |  |  | GCMD providers
0 | SEYCHELLES | SEYCHELLES |  |  | GCMD locations
0 | SLOVENIA | SLOVENIA |  |  | GCMD providers
0 | SLOVENIA | SLOVENIA |  |  | GCMD locations
0 | SOUTH AFRICA | SOUTH AFRICA |  |  | GCMD providers
0 | SOUTH AFRICA | SOUTH AFRICA |  |  | GCMD locations
0 | SPAIN | SPAIN |  |  | GCMD providers
0 | SPAIN | SPAIN |  |  | GCMD locations
0 | SWEDEN | SWEDEN |  |  | GCMD providers
0 | SWEDEN | SWEDEN |  |  | GCMD locations
0 | SWITZERLAND | SWITZERLAND |  |  | GCMD providers
0 | SWITZERLAND | SWITZERLAND |  |  | GCMD locations
0 | TAIWAN | TAIWAN |  |  | GCMD providers
0 | TAIWAN | TAIWAN |  |  | GCMD locations
0 | TANZANIA | TANZANIA |  |  | GCMD providers
0 | TANZANIA | TANZANIA |  |  | GCMD locations
0 | THAILAND | THAILAND |  |  | GCMD providers
0 | THAILAND | THAILAND |  |  | GCMD locations
0 | UGANDA | UGANDA |  |  | GCMD providers
0 | UGANDA | UGANDA |  |  | GCMD locations
0 | UKRAINE | UKRAINE |  |  | GCMD providers
0 | UKRAINE | UKRAINE |  |  | GCMD locations
0 | UNITED KINGDOM | UNITED KINGDOM |  |  | GCMD providers
0 | UNITED KINGDOM | UNITED KINGDOM |  |  | GCMD locations
0 | URUGUAY | URUGUAY |  |  | GCMD providers
0 | URUGUAY | URUGUAY |  |  | GCMD locations
0 | VIETNAM | VIETNAM |  |  | GCMD providers
0 | VIETNAM | VIETNAM |  |  | GCMD locations
0 | CRYOSPHERIC CHANGE ANALYSIS WEB SERVICES | Cryospheric Change Analysis Web Services |  | NSIDC_CCAWS | GCMD providers
0 | CRYOSPHERIC CHANGE ANALYSIS WEB SERVICES | Cryospheric Change Analysis Web Services | The Cryospheric Change Analysis Web Services (CCAWS) project is developing a scalable cryospheric analysis portal for the study of Greenlands ice mass balance. This portal will include interactive data analysis tools, seamless data access, and interoperable information services. To make this possible, a set of existing subsetting, gridding, projection, and visualization tools at NSIDC will be made into modular Web services. Also, as part of this project, NSIDC will bring in several new data sets. [Summary provided by NSIDC.] https://nsidc.org/research/projects/Stroeve_Cryospheric_Change_Analysis.html | CCAWS | GCMD projects
0 | MAKING EARTH SYSTEM DATA RECORDS FOR USE IN RESEARCH ENVIRONMENTS | Making Earth System Data Records for Use in Research Environments |  | NSIDC_MEaSUREs | GCMD providers
0 | MAKING EARTH SYSTEM DATA RECORDS FOR USE IN RESEARCH ENVIRONMENTS | Making Earth System Data Records for Use in Research Environments | NASA, through its Earth Science Data Systems, supports the NASA Earth Science research community in providing Earth science data products and services driven by NASA’s Earth Science goals. NASA’s Earth Science Program is dedicated to advancing Earth remote sensing and pioneering the scientific use of satellite measurements to improve human understanding of our home planet in order to inform economic and policy decisions and improve operational services of benefit to the Nation. Through the MEaSUREs Program, NASA is continuing its commitment to expand understanding the Earth system using consistent records. NASA has begun to deploy new types of sensors to provide three-dimensional profiles of Earth’s atmosphere and surface. Emphasis is placed into linking together multiple satellites into a constellation, developing the means of utilizing a multitude of data sources to form coherent time series, and facilitating the use of extensive data in the development of comprehensive Earth system models. http://earthdata.nasa.gov/our-community/community-data-system-programs/measures-projects | MEaSUREs | GCMD projects
0 | DOI | DOI | The U.S. Department of the Interior manages one of every five acres of land in the United States, providing opportunities for wilderness, wildlife protection, recreation, and resource development. They supply water for much of the west so that farmers can grow food and people can turn on their taps. They provide access to energy and minerals so that people can warm and cool their homes, and drive to their jobs. They honor American Indians, Alaska Natives, and affiliated Island communities, and protect wildlife and improve the environment. Website: http://www.doi.gov/ [Summary provided by the U.S. Department of the Interior.] |  | GCMD providers
0 | DOI | DOI | DOI = Digital Object Identifier |  | GCMD PersistentIdentifier
0 | DIGITAL LIBRARY FOR EARTH SYSTEM EDUCATION | Digital Library for Earth System Education | The Digital Library for Earth System Education (DLESE) is a distributed community effort involving educators, students, and scientists working together to improve the quality, quantity, and efficiency of teaching and learning about the Earth system at all levels. DLESE supports Earth system science education by providing: * Access to high-quality collections of educational resources * Access to Earth data sets and imagery, including the tools and interfaces that enable their effective use in educational settings * Support services to help educators and learners effectively create, use, and share educational resources * Communication networks to facilitate interactions and collaborations across all dimensions of Earth system education DLESE resources include electronic materials for both teachers and learners, such as lesson plans, maps, images, data sets, visualizations, assessment activities, curriculum, online courses, and much more. The National Science Foundation provided funding for the development of DLESE which is now operated by the National Center for Atmospheric Research (NCAR) Computational and Information Systems Laboratory and the NCAR Library on behalf of the education community. Summary provided by http://www.dlese.org/library/index.jsp | DLESE | GCMD providers
0 | DIGITAL LIBRARY FOR EARTH SYSTEM EDUCATION | DIGITAL LIBRARY FOR EARTH SYSTEM EDUCATION | The Digital Library for Earth System Education (DLESE) is a distributed community effort involving educators, students, and scientists working together to improve the quality, quantity, and efficiency of teaching and learning about the Earth system at all levels. DLESE supports Earth system science education by providing: Access to high-quality collections of educational resources Access to Earth data sets and imagery, including the tools and interfaces that enable their effective use in educational settings Support services to help educators and learners effectively create, use, and share educational resources Communication networks to facilitate interactions and collaborations across all dimensions of Earth system education DLESE resources include electronic materials for both teachers and learners, such as lesson plans, maps, images, data sets, visualizations, assessment activities, curriculum, online courses, and much more. Funding for DLESE comes in part from the National Science Foundation. Information provided by http://www.dlese.org/about/index.html | DLESE | GCMD projects
0 | CLIVAR AND CARBON HYDROGRAPHIC DATA OFFICE | CLIVAR AND CARBON HYDROGRAPHIC DATA OFFICE |  |  | GCMD providers
0 | CLIVAR AND CARBON HYDROGRAPHIC DATA OFFICE | CLIVAR and Carbon Hydrographic Data Office |  | CLIVAR/CCHDO | GCMD providers
0 | COMMISSION FOR THE CONSERVATION OF ANTARCTIC MARINE LIVING RESOURCES | Commission for the Conservation of Antarctic Marine Living Resources |  | CCAMLR | GCMD providers
0 | COMMISSION FOR THE CONSERVATION OF ANTARCTIC MARINE LIVING RESOURCES | Commission for the Conservation of Antarctic Marine Living Resources | The Commission for the Conservation of Antarctic Marine Living Resources (CCAMLR) is an intergovernmental organisation established by an international convention. The Commission, assisted by its Scientific Committee, is responsible for developing measures necessary for the conservation of marine living resources in the Southern Ocean surrounding Antarctica. The negotiation of the Convention was initiated by the Antarctic Treaty Consultative Parties (ATCPs) following reports of scientific studies expressing concern that unregulated fishing of Antarctic species, especially krill, could result in irreversible damage to the populations of other species in the Antarctic marine ecosystem. For more information, link to http://www.dfat.gov.au/environment/ccamlr.html | CCAMLR | GCMD projects
0 | COPERNICUS - MARINE ENVIRONMENT MONITORING SERVICE | Copernicus - Marine Environment Monitoring Service |  | CMEMS | GCMD providers
0 | COPERNICUS - MARINE ENVIRONMENT MONITORING SERVICE | Copernicus - Marine Environment Monitoring Service | The Copernicus Marine Service has been designed to respond to issues emerging in the environmental, business and scientific sectors. Using information from both satellite and in situ observations, it provides state-of-the-art analyses and forecasts daily, which offer an unprecedented capability to observe, understand and anticipate marine environment events. | Copernicus CMEMS | GCMD projects
0 | GLOBAL LEARNING AND OBSERVATIONS TO BENEFIT THE ENVIRONMENT | Global Learning and Observations to Benefit the Environment |  | GLOBE | GCMD providers
0 | GLOBAL LEARNING AND OBSERVATIONS TO BENEFIT THE ENVIRONMENT | Global Learning and Observations to Benefit the Environment | Global Learning and Observations to Benefit the Environment (GLOBE) is a worldwide network of students, teachers and scientists working together to study and understand the global environment. The GLOBE goals are to increase environmental awareness of individuals throughout the world, to contribute to a better scientific understanding of the Earth, and to help all students reach higher levels of achievement in science and mathematics. The GLOBE program is hands-on. Students make environmental observations at or near their schools, report their data to a GLOBE processing facility, receive and use global images created from their data, and study environmental topics in their classrooms. The data acquired by students are used worldwide by environmental scientists in their research to improve understanding of the global environment. GLOBE is managed by an interagency team that includes the National Oceanic and Atmospheric Administration (NOAA), the National Aeronautics and Space Administration (NASA), the National Science Foundation (NSF), the Environmental Protection Agency (EPA), and the Departments of Education and State. GLOBE leadership also includes the Office on Environmental Policy and the Office of Science and Technology Policy in the Executive Office of the President. NOAA is the lead agency for GLOBE. More information can be found on the WWW at http://www.globe.gov [This information was obtained from the GLOBE WWW pages.] | GLOBE | GCMD projects
0 | GULF OF MAINE COUNCIL ON THE MARINE ENVIRONMENT | Gulf of Maine Council on the Marine Environment |  | GOMC | GCMD providers
0 | GULF OF MAINE COUNCIL ON THE MARINE ENVIRONMENT | Gulf of Maine Council on the Marine Environment | The Gulf of Maine Council on the Marine Environment is a U.S.-Canadian partnership of government and non-government organizations working to maintain and enhance environmental quality in the Gulf of Maine to allow for sustainable resource use by existing and future generations. We organize conferences and workshops; offer grants and recognition awards; conduct environmental monitoring; provide science translation to management; raise public awareness about the Gulf; and connect people, organizations, and information. Information provided by http://www.gulfofmaine.org/council/ | GOMC | GCMD projects
0 | GLOBAL PRECIPITATION CLIMATOLOGY CENTRE | Global Precipitation Climatology Centre | The Global Precipitation Climatology Centre (GPCC) provides global precipitation analyses for monitoring and research of the earths climate. The centre is a German contribution to the World Climate Research Programme (WCRP) and to the Global Climate Observing System (GCOS). More Information: http://gpcc.dwd.de/ | GPCC | GCMD providers
0 | GLOBAL PRECIPITATION CLIMATOLOGY CENTRE | Global Precipitation Climatology Centre | The GPCC is hosted and funded by Deutscher Wetterdienst DWD (German Weather Service) as a German contribution to the World Climate Research Programme. The centre was established in 1988 on request of WMO as a component of the international Global Precipitation Climatology Project (GPCP) and has various international co-operations. The task of the Global Precipitation Climatology Project (GPCP) is to provide the climate research community with gridded datasets of monthly precipitation totals based on observational data. The specific GPCC functions are defined by the Implementation and Data Management Plan for the Global Precipitation Climatology Project (WCRP 1990, WMO/TD-No. 367) and comprise: 1. Acquisition, collection, and organized storage of precipitation data from surface-based networks; 2. Quality-control and assessment of the collected resp. used data, correction of errors; 3. Calculation of gridded area-mean monthly precipitation for the earths landsurface; 4. Error assessment for the precipitation totals on the individual gridcell; 5. Combination of the gridded monthly precipitation data from surface-based and satellite observations (this item is performed jointly by all GPCP components). First steps are taken to derive daily precipitation totals based on GTS - SYNOP data. New GPCC functions have been defined in the framework of the Arctic Climate System Study (ACSYS): 1. Development of an Arctic Precipitation Data Archive (APDA) including daily precipitation and snow depth data; 2. Calculation of area-mean precipitation series for Arctic river basins. GPCC also performs intercomparison studies for gridded precipitation datasets from different sources (surface or satellite based observations, model results, climatologies from various authors). Furthermore, the GPCC applies its analysis system for special studies, e.g on the Oder River floading in July 1997 or the El-Nino precipitation anomalies in winter 1997/1998. For more information, link to http://gpcc.dwd.de/ | GPCC | GCMD projects
0 | INTER-AMERICAN INSTITUTE FOR GLOBAL CHANGE RESEARCH | Inter-American Institute for Global Change Research | The IAI is an intergovernmental organization supported by 19 countries in the Americas dedicated to pursuing the principles of scientific excellence, international cooperation, and the full and open exchange of scientific information to increase the understanding of global change phenomena and their socio-economic implications. Summary Provided By: http://www.iai.int/index.php?option=com_content&task=blogsection&id=5&Itemid=42 | IAI | GCMD providers
0 | INTER-AMERICAN INSTITUTE FOR GLOBAL CHANGE RESEARCH | Inter-American Institute for Global Change Research | The Inter-American Institute for Global Change Research Data and Information System (IAIDIS) is a distributed database system based on the Internet, with the following main objectives: 1) Disseminate global change research information produced by the IAI, and other affiliated institutions 2) Contribute for the standardization and exchange of scientific data between different institutions. The intention of the IAI is to create a distributed network of Data and Information Systems throughout the Americas, with one Coordinator Node located at the IAI Directorate, and other nodes (National Nodes) located in the IAI member countries. Website: http://disbr1.iai.int/ [Summary provided by IAIDIS.] | IAI-DIS | GCMD projects
0 | INTERGOVERNMENTAL PANEL ON CLIMATE CHANGE | Intergovernmental Panel on Climate Change |  | IPCC | GCMD providers
0 | INTERGOVERNMENTAL PANEL ON CLIMATE CHANGE | Intergovernmental Panel on Climate Change | The Intergovernmental Panel on Climate Change (IPCC) was established by WMO and UNEP to assess scientific, technical and socio-economic information relevant for the understanding of climate change, its potential impacts and options for adaptation and mitigation. The IPCC does not carry out research nor does it monitor climate related data or other relevant parameters. It bases its assessment mainly on peer reviewed and published scientific/technical literature. Its role, organization, participation and general procedures are laid down in the Principles Governing IPCC Work. The IPCC has three Working Groups and a Task Force -Working Group I assesses the scientific aspects of the climate system and climate change. -Working Group II assesses the vulnerability of socio-economic and natural systems to climate change, negative and positive consequences of climate change, and options for adapting to it. -Working Group III assesses options for limiting greenhouse gas emissions and otherwise mitigating climate change. -The Task Force on National Greenhouse Gas Inventories is responsible for the IPCC National Greenhouse Gas Inventories Programme. Website: http://www.ipcc.ch/ [Summary provided by the WMS.] | IPCC | GCMD projects
0 | UNITED STATES JOINT GLOBAL OCEAN FLUX STUDY | United States Joint Global Ocean Flux Study | The U.S. JGOFS program, a component of the U.S Global Change Research Program, grew out of the recommendations of a National Academy of Sciences workshop in 1984. The international program, which has more than 30 participating nations, began three years later under the auspices of the Scientific Committee on Oceanic Research (SCOR). In 1989, JGOFS became a core program of the International Geosphere-Biosphere Programme (IGBP). Summary Provided By: http://www1.whoi.edu/jgofMission.html | JGOFS/US_JGOFS | GCMD providers
0 | UNITED STATES JOINT GLOBAL OCEAN FLUX STUDY | United States Joint Global Ocean Flux Study | The United States Joint Global Ocean Flux Study was a national component of international JGOFS and an integral part of global climate change research. The U.S. launched the Joint Global Ocean Flux Study (JGOFS) in the late 1980s to study the ocean carbon cycle. An ambitious goal was set to understand the controls on the concentrations and fluxes of carbon and associated nutrients in the ocean. A new field of ocean biogeochemistry emerged with an emphasis on quality measurements of carbon system parameters and interdisciplinary field studies of the biological, chemical and physical process which control the ocean carbon cycle. As we studied ocean biogeochemistry, we learned that our simple views of carbon uptake and transport were severely limited, and a new wave of ocean science was born. U.S. JGOFS has been supported primarily by the U.S. National Science Foundation in collaboration with the National Oceanic and Atmospheric Administration, the National Aeronautics and Space Administration, the Department of Energy and the Office of Naval Research. U.S. JGOFS, ended in 2005 with the conclusion of the Synthesis and Modeling Project (SMP). | U.S.JGOFS | GCMD projects
0 | NEUTRON MONITOR DATABASE | Neutron Monitor DataBase |  | NMDB | GCMD providers
0 | NEUTRON MONITOR DATABASE | Neutron Monitor Database | NMDB is a database created by teams from 12 different countries, funded in 2008-09 by the European Union’s 7th Framework Programme. All neutron monitors operated in Europe and some neighbouring countries pool their data to make them available in real-time and provide easy-to use data products to scientists and other users. http://www.nmdb.eu/sites/default/files/NMDB_Brochure_4.pdf http://www.nmdb.eu/ | NMDB | GCMD projects
0 | UNITED NATIONS FRAMEWORK CONVENTION ON CLIMATE CHANGE | United Nations Framework Convention on Climate Change |  | UNFCCC | GCMD providers
0 | UNITED NATIONS FRAMEWORK CONVENTION ON CLIMATE CHANGE | United Nations Framework Convention on Climate Change | Over a decade ago, most countries joined an international treaty - the United Nations Framework Convention on Climate Change (UNFCCC) - to begin to consider what can be done to reduce global warming and to cope with whatever temperature increases are inevitable. Recently, a number of nations have approved an addition to the treaty: the Kyoto Protocol, which has more powerful (and legally binding) measures. The UNFCCC secretariat supports all institutions involved in the climate change process, particularly the COP, the subsidiary bodies and their Bureau. URL: http://unfccc.int/2860.php | UNFCCC | GCMD projects
0 | WORLD DATA CENTER FOR GEOPHYSICS, BOULDER | World Data Center for Geophysics, Boulder |  | WDC/GEOPHYSICS, BOULDER | GCMD providers
0 | WORLD DATA CENTER FOR GEOPHYSICS, BOULDER | World Data Center for Geophysics, Boulder | The World Data Center for Geophysics (WDC-GMG) combines the responsibilities of the former WDCs for Marine Geology and Geophysics & Solid Earth Geophysics, Boulder into a single new data center that manages global geophysical, sea floor, and natural hazards data. WDC-GMG is operated by and collocated with the U.S. Department of Commerce, National Oceanic and Atmospheric Administration (NOAA), National Geophysical Data Center (NGDC) in Boulder, CO USA. http://www.ngdc.noaa.gov/mgg/wdcamgg/ | WDS | GCMD projects
0 | BERMUDA BIOLOGICAL STATION FOR RESEARCH | Bermuda Biological Station for Research | The Bermuda Biological Station for Research (BBSR), Inc. became a year-round research center, starting in 1954 with the establishment of Hydrostation S: regular, repeated deep-sea observations that continue today, creating the longest continuous oceanic database in the world. Over the next few decades, increasing numbers of visiting scientists brought an increased emphasis on biological and geological studies. The Bermuda Government established a monitoring program of Bermudas inshore waters and marine communities which continues today. Resident scientific programs strengthened in the 1980s as BBSR became a key link in an international effort to describe and understand the ocean/atmosphere system on a global scale. BBSR is now one of two U.S. centers for time-series studies on temporal variability in the ocean and the impact of the ocean on global climate change, under the auspices of the Joint Global Ocean Flux Study. In 1998, BBSR established the International Center for Ocean and Human Health, considered the first of its kind on an international scale to explore the ocean health/human health connection. In 1999, BBSR established the Center for Integrated Ocean Observations, which uses new technologies to build on almost a century of marine research at BBSR. Website: http://www.bbsr.edu/ [Summary provided by BBSR.] | BBSR | GCMD providers
0 | BERMUDA BIOLOGICAL STATION FOR RESEARCH | Bermuda Biological Station for Research | Mission Statement: BBSRs mission is to conduct research and science education of the highest quality from the special perspective of a mid-ocean island and to provide well-equipped facilities and responsive staff support to visiting scientists, faculty and students from around the world. For more information, link to http://www.bbsr.edu/ | BBSR | GCMD projects
0 | BAT CONSERVATION INTERNATIONAL | Bat Conservation International | Bat Conservation International (BCI), based in Austin, Texas, is devoted to conservation, education, and research initiatives involving bats and the ecosystems they serve. It was founded in 1982, as scientists around the world became concerned that bats essential to the balance of nature and human economies were in alarming decline. Under the founding guidance of Dr. Merlin Tuttle, an internationally recognized authority on bats, the organization has achieved unprecedented progress by emphasizing sustainable uses of natural resources that benefit both bats and people. BCIs conservation efforts have resulted in permanent protection for a majority of North Americas most important remaining bat caves, saved millions of bats from being accidentally buried during mine safety closures, and led to the establishment of the first national park in U.S. history to protect a tropical rain forest. BCI has sponsored research documenting the key roles of bats in major ecosystems, supported training for graduate students in 33 countries, and trained hundreds of wildlife managers from more than 12 countries in bat management and conflict avoidance techniques. [Source: http://batinfo.batcon.org/] | BCI | GCMD providers
0 | BAT CONSERVATION INTERNATIONAL | Bat Conservation International | The mission of Bat Conservation International is to protect and restore bats and their habitats worldwide. It was founded in 1982, as scientists around the world became concerned that bats essential to the balance of nature and human economies were in alarming decline. Under the founding guidance of Dr. Merlin Tuttle, an internationally recognized authority on bats, the organization has achieved unprecedented progress by emphasizing sustainable uses of natural resources that benefit both bats and people. For more information, link to http://www.batcon.org/ | BCI | GCMD projects
0 | CORAL REEF ALLIANCE | Coral Reef Alliance |  | CORAL | GCMD providers
0 | CORAL REEF ALLIANCE | CORAL REEF ALLIANCE | The Coral Reef Alliance (CORAL) promotes coral reef conservation around the world by working with the dive industry, governments, local communities and other organizations to protect and manage coral reefs, establish marine parks, fund conservation efforts, and raise public awareness with the mission to keep coral reefs alive for future generations. For more information, link to http://www.coralreefalliance.org/about/ | CORAL | GCMD projects
0 | REEF RELIEF ORGANIZATION | Reef Relief Organization | REEF RELIEF is a nonprofit membership organization dedicated to Preserving and Protecting Living Coral Reef Ecosystems through local, regional and global efforts. Website: http://www.reefrelief.org/ | REEF RELIEF | GCMD providers
0 | REEF RELIEF ORGANIZATION | Reef Relief Organization | REEF RELIEF is a nonprofit membership organization dedicated to Preserving and Protecting Living Coral Reef Ecosystems through local, regional and global efforts. REEF RELIEF was founded in 1986 by charterboat skipper, Craig Quirolo, the current Director of Marine Projects. REEF RELIEF is a non-profit corporation, directed by a board of directors, a Citizen Advisory Board and a Scientific Advisory Board. Reef Reliefs goal is S.E.A. for C.P.R. We focus on rigorous Science to Educate the public & Advocate policymakers to achieve Conservation, Protection, and Restoration of coral reefs. To implement this new vision, the REEF RELIEF Board developed objectives and strategies to meet the following goals: Increase public awareness of the importance and value of living coral reef ecosystems; Increase scientific understanding and knowledge of living coral reef ecosystems; Strengthen grassroots community-based efforts to protect coral reef ecosystems; Design, develop and help implement strategies for marine protected areas associated with coral reef ecosystems; Encourage and support ecotourism as part of sustainable community development that protects and preserves coral reef ecosystems; Strengthen REEF RELIEFs organizational ability to carry out its new mission. Programs to support these goals will based on existing efforts including the Coral Reef Conservation Program, Photo Monitoring Survey, the Environmental Center & Store, International Projects, and fundraising efforts. For additional information about REEF RELIEF please visit: http://www.reefrelief.org/mission_body.html#Marine | REEF RELIEF | GCMD projects
0 | REEF ENVIRONMENTAL EDUCATION FOUNDATION | Reef Environmental Education Foundation |  | REEF | GCMD providers
0 | REEF ENVIRONMENTAL EDUCATION FOUNDATION | Reef Environmental Education Foundation | The Reef Environmental Education Foundation is a grass-roots, non-profit organization of recreational divers, founded in 1991, who regularly conduct fish biodiversity and abundance surveys during their dives. The goals of this foundation are: To educate and enlist a growing corps of volunteer divers and snorkelers to conduct marine life surveys. To provide the marine science, resource management and conservation communities with a reliable, geographically broad and continuing source of marine biodiversity data for practical application in habitat conservation and resource management. To encourage the implementation of, and support for, effective marine conservation strategies including marine protected areas To educate divers, snorkelers and the general public about threats confronting the marine environment and to encourage them to become active stewards in ocean conservation. To promote the diving community as an active partner in the long-term conservation of coral reefs and other marine habitats. To work cooperatively with other like-minded individuals and organizations to effectively and efficiently achieve these goals. For additional information about REEF please visit: http://www.reef.org/info/join.htm | REEF | GCMD projects
0 | SIR ALISTER HARDY FOUNDATION FOR OCEAN SCIENCE | Sir Alister Hardy Foundation for Ocean Science |  | SAHFOS | GCMD providers
0 | SIR ALISTER HARDY FOUNDATION FOR OCEAN SCIENCE | Sir Alister Hardy Foundation for Ocean Science | The Sir Alister Hardy Foundation for Ocean Science (SAHFOS) is an international charity that operates the Continuous Plankton Recorder (CPR) survey. The Foundation has been collecting data from the North Atlantic and the North Sea on biogeography and ecology of plankton since 1931. More recently, as the foundation has become more involved in international projects, work has been expanded to include other regions around the globe. The results of the survey are used by marine biologists scientific institutes and in environmental change studies across the world. The CPR team is based in Plymouth, England and consists of analysts, technicians, researchers and administrators, who all play an integral part in the running of the survey. The foundation is a charity and company limited by guarantee. It depends on voluntary cooperation of the international shipping community. A consortium of agencies from nine countries, the EU and international organisations provide financial support. For more information, link to http://192.171.163.165/ [Summary provided by SAHFOS] | SAHFOS | GCMD projects
0 | ALABAMA | ALABAMA |  |  | GCMD providers
0 | ALABAMA | ALABAMA |  |  | GCMD locations
0 | ALASKA | ALASKA |  |  | GCMD providers
0 | ALASKA | ALASKA |  |  | GCMD locations
0 | ARIZONA | ARIZONA |  |  | GCMD providers
0 | ARIZONA | ARIZONA |  |  | GCMD locations
0 | CALIFORNIA | CALIFORNIA |  |  | GCMD providers
0 | CALIFORNIA | CALIFORNIA |  |  | GCMD locations
0 | CHESAPEAKE BAY PROGRAM | Chesapeake Bay Program | The Chesapeake Bay Program is a unique regional partnership that has led and directed the restoration of the Chesapeake Bay since 1983. The Chesapeake Bay Program partners include the states of Maryland, Pennsylvania and Virginia; the District of Columbia; the Chesapeake Bay Commission, a tri-state legislative body; the Environmental Protection Agency, representing the federal government; and participating citizen advisory groups. Website: http://www.chesapeakebay.net/ [Summary provided by the Chesapeake Bay Program] | CBP | GCMD providers
0 | CHESAPEAKE BAY PROGRAM | Chesapeake Bay Program | The Chesapeake Bay Program is the unique regional partnership thats been directing and conducting the restoration of the Chesapeake Bay since the signing of the historic Chesapeake Bay Agreement of 1983. The Bay Program partners includethe states of Maryland, Pennsylvania and Virginia; the District of Columbia; the Chesapeake Bay Commission, a tri-state legislative body; the U.S. Environmental Protection Agency, representing the federal government; and participating advisory groups. As the largest estuary in the United States and one of the most productive in the world, the Chesapeake Bay was this nations first estuary targeted for restoration and protection. In the late 1970s, scientific and estuarine research on the Bay pinpointed three areas requiring immediate attention: nutrient over-enrichment, dwindling underwater Bay grasses and toxic pollution. Once the initialresearch was completed, the Bay Program evolved as the means to restore this exceptionally valuable resource. Since its inception in 1983, the Bay Programs highest priority has been the restoration of the Bays living resources- its finfish, shellfish, Bay grasses, and other aquatic life and wildlife. Improvements include fisheries and habitat restoration, recovery of Bay grasses, nutrient and toxic reductions, and significant advances in estuarine science. Considered a national and international model for estuarine research and restoration programs, the Bay Program is a partnership led by the Chesapeake Executive Council. The members of the Executive Council are the governors of Maryland, Virginia and Pennsylvania; the mayor of the District of Columbia; the administrator of the U.S. Environmental Protection Agency and the chair of the Chesapeake Bay Commission. The Executive Council meets annually to establish the policy direction for the Bay Program. In the 1987 Chesapeake Bay Agreement , the Executive Council set a goal to reduce the nutrients nitrogen and phosphorous entering the Bay by 40% by 2000. Achieving a 40% nutrient reduction will ultimately improve the oxygen levels in Baywaters and encourage aquatic life to flourish. In 1992, the Bay Program partners agreed to continue the 40% reduction goal beyond 2000 as well as to attack nutrients at their source - upstream in the Bays tributaries. As a result, Pennsylvania, Maryland, Virginia, and the District of Columbia began developing tributary strategies to achieve nutrient reduction targets. On June 28, 2000, the Chesapeake Bay Program partners signed the new Chesapeake 2000 Agreement, which will guide the next decade of restoration and protection efforts throughout the Bay watershed. The agreement commits to protecting and restoring living resources, vital habitats and water quality of the Bay and its watershed. For more information, link to http://www.chesapeakebay.net/ | CBP | GCMD projects
0 | COLORADO | COLORADO |  |  | GCMD providers
0 | COLORADO | COLORADO |  |  | GCMD locations
0 | CONNECTICUT | CONNECTICUT |  |  | GCMD providers
0 | CONNECTICUT | CONNECTICUT |  |  | GCMD locations
0 | DELAWARE | DELAWARE |  |  | GCMD providers
0 | DELAWARE | DELAWARE |  |  | GCMD locations
0 | FLORIDA | FLORIDA |  |  | GCMD providers
0 | FLORIDA | FLORIDA |  |  | GCMD locations
0 | GEORGIA | GEORGIA |  |  | GCMD providers
0 | GEORGIA | GEORGIA |  |  | GCMD locations
0 | HAWAII | HAWAII |  |  | GCMD providers
0 | HAWAII | HAWAII |  |  | GCMD locations
0 | IDAHO | IDAHO |  |  | GCMD providers
0 | IDAHO | IDAHO |  |  | GCMD locations
0 | ILLINOIS | ILLINOIS |  |  | GCMD providers
0 | ILLINOIS | ILLINOIS |  |  | GCMD locations
0 | INDIANA | INDIANA |  |  | GCMD providers
0 | INDIANA | INDIANA |  |  | GCMD locations
0 | IOWA | IOWA |  |  | GCMD providers
0 | IOWA | IOWA |  |  | GCMD locations
0 | KANSAS | KANSAS |  |  | GCMD providers
0 | KANSAS | KANSAS |  |  | GCMD locations
0 | KENTUCKY | KENTUCKY |  |  | GCMD providers
0 | KENTUCKY | KENTUCKY |  |  | GCMD locations
0 | LOUISIANA | LOUISIANA |  |  | GCMD providers
0 | LOUISIANA | LOUISIANA |  |  | GCMD locations
0 | MAINE | MAINE |  |  | GCMD providers
0 | MAINE | MAINE |  |  | GCMD locations
0 | MARYLAND | MARYLAND |  |  | GCMD providers
0 | MARYLAND | MARYLAND |  |  | GCMD locations
0 | MASSACHUSETTS | MASSACHUSETTS |  |  | GCMD providers
0 | MASSACHUSETTS | MASSACHUSETTS |  |  | GCMD locations
0 | MINNESOTA | MINNESOTA |  |  | GCMD providers
0 | MINNESOTA | MINNESOTA |  |  | GCMD locations
0 | MISSOURI | MISSOURI |  |  | GCMD providers
0 | MISSOURI | MISSOURI |  |  | GCMD locations
0 | MONTANA | MONTANA |  |  | GCMD providers
0 | MONTANA | MONTANA |  |  | GCMD locations
0 | NEW HAMPSHIRE | NEW HAMPSHIRE |  |  | GCMD providers
0 | NEW HAMPSHIRE | NEW HAMPSHIRE |  |  | GCMD locations
0 | NEW JERSEY | NEW JERSEY |  |  | GCMD providers
0 | NEW JERSEY | NEW JERSEY |  |  | GCMD locations
0 | NEW MEXICO | NEW MEXICO |  |  | GCMD providers
0 | NEW MEXICO | NEW MEXICO |  |  | GCMD locations
0 | NEW YORK | NEW YORK |  |  | GCMD providers
0 | NEW YORK | NEW YORK |  |  | GCMD locations
0 | NORTH CAROLINA | NORTH CAROLINA |  |  | GCMD providers
0 | NORTH CAROLINA | NORTH CAROLINA |  |  | GCMD locations
0 | OHIO | OHIO |  |  | GCMD providers
0 | OHIO | OHIO |  |  | GCMD locations
0 | OKLAHOMA | OKLAHOMA |  |  | GCMD providers
0 | OKLAHOMA | OKLAHOMA |  |  | GCMD locations
0 | OREGON | OREGON |  |  | GCMD providers
0 | OREGON | OREGON |  |  | GCMD locations
0 | PENNSYLVANIA | PENNSYLVANIA |  |  | GCMD providers
0 | PENNSYLVANIA | PENNSYLVANIA |  |  | GCMD locations
0 | RHODE ISLAND | RHODE ISLAND |  |  | GCMD providers
0 | RHODE ISLAND | RHODE ISLAND |  |  | GCMD locations
0 | SOUTH CAROLINA | SOUTH CAROLINA |  |  | GCMD providers
0 | SOUTH CAROLINA | SOUTH CAROLINA |  |  | GCMD locations
0 | TENNESSEE | TENNESSEE |  |  | GCMD providers
0 | TENNESSEE | TENNESSEE |  |  | GCMD locations
0 | TEXAS | TEXAS |  |  | GCMD providers
0 | TEXAS | TEXAS |  |  | GCMD locations
0 | UTAH | UTAH |  |  | GCMD providers
0 | UTAH | UTAH |  |  | GCMD locations
0 | VERMONT | VERMONT |  |  | GCMD providers
0 | VERMONT | VERMONT |  |  | GCMD locations
0 | VIRGINIA | VIRGINIA |  |  | GCMD providers
0 | VIRGINIA | VIRGINIA |  |  | GCMD locations
0 | WASHINGTON | WASHINGTON |  |  | GCMD providers
0 | WASHINGTON | WASHINGTON |  |  | GCMD locations
0 | WEST VIRGINIA | WEST VIRGINIA |  |  | GCMD providers
0 | WEST VIRGINIA | WEST VIRGINIA |  |  | GCMD locations
0 | WYOMING | WYOMING |  |  | GCMD providers
0 | WYOMING | WYOMING |  |  | GCMD locations
0 | ATMOSPHERIC DEPOSITION AND OCEAN PLANKTON DYNAMICS | Atmospheric deposition and ocean plankton dynamics | ADEPT is a scientific project (CTM2011-23458) funded by the Ministerio de Ciencia e Innovación (Spanish Ministry of Science and Innovation). ADEPT addresses the study of the effect of atmospheric aerosol deposition on the dynamics of a marine LNLC (low nutrient low chlorophyll) system, namely the Mediterranean. To achieve its goal, ADEPT uses a multiscale and complementary approach. Relationships between atmospheric deposition and ocean nutrient and plankton dynamics are studied at a coastal scale and at the Mediterranean basin scale. Laboratory experiments focus to understand some of the underlying mechanisms. | ADEPT | GCMD projects
0 | ATMOSPHERIC DEPOSITION AND OCEAN PLANKTON DYNAMICS | Atmospheric Deposition and Ocean Plankton Dynamics |  | IMBER/ADEPT | GCMD projects
0 | ARCTIC OCEAN WARMING IN THE PAST | Arctic Ocean Warming in the Past | Short Title: WARMPAST Project URL: http://www.apex.geo.su.se/ipy-project-info/ipy-project-no-786.html Proposal URL: http://classic.ipy.org/development/eoi/proposal-details.php?id=36 The overall goal of this initiative is to advance our knowledge of climate warming in the Arctic, by studying past climate change. We will focus mainly on the ocean circulation and climate of the NW Eurasian continental margin. The present climate in the Arctic shows signs of rapid change with decreasing sea ice cover and increasing temperature of the Atlantic Water. The implications of this warming are highly uncertain, as modelling experiments projecting temperatures for the next 100 years show a largescatter at high northern latitudes. The project will include the following modules (M): M1 Rapid changes in the Atlantic Water inflow into the Eurasian Basin of the Arctic Ocean, M2 Ice sheet/glacier response to warming, M3 Improving ocean temperature and sea-ice proxies; M4 Climate modelling. M1: Periods in the past during which the climate was instable and reached warmer conditions than today: a) Marine isotope stages (MIS) 12/11; b) MIS 6/5; c) Younger Dryas/Holocene climate optimum, and d) last millennium. Sea Surface Temperature ( SST) will be quantified using a multidisciplinary approach, combining faunal/floral based transfer functions and geochemical tracers. For the Holocene and the last millennium climate will be investigated in marine sediments, lake sediments and ice cores from Svalbard and marine sediments from the SE Greenland and SW to N Iceland margin. Further, archaeological sites in Norway and Svalbard will be investigated to explore the relationship between climate and human settlement and activities. M2: Implications of climate warming for growth and decay of ice sheets and tide water glaciers, and its effect on ice stream dynamics in the Barents Sea and the Svalbard and SE Greenland margin. M3: Reconstructions of SST below 5 OC based both on transfer functions and geochemical tracers are subject to large uncertainties. This is partly due to incomplete modern training sets at high latitudes. We aim to improve modern analogue data on planktonic and benthic foraminifera, diatoms, dinocysts, foraminiferal Ca/Mg-ratios and oxygen and carbon isotopes. From the same proxies we will also develop transfer functions for sea ice. M4: An important motivation for attempting to simulate the climatic conditions of the past is that such experiments provide opportunities for evaluating how models respond to large changes in forcing. Combined with high resolution acoustic data, cores will be sampled from high resolution sediment fans off northern and western Spitsbergen, the Spitsbergen fjords (in particular Kongsfjorden) and the Barents/Kara/Laptev Sea margin. Multi-core/box core surface samples >70ON in the NE Atlantic will be sampled. The SE Greenland and SW to N Iceland component will rely on existing seafloor samples. The project will include exchange programs and training courses for PhD students and young researchers. This expression of intent focus on research questions addressed by IGP-PAGES and CLIVAR. | APEX/WARMPAST | GCMD projects
0 | ARCTIC OCEAN WARMING IN THE PAST | ARCTIC OCEAN WARMING IN THE PAST | The overall goal of this initiative is to advance our knowledge of climate warming in the Arctic, by studying past climate change. We will focus mainly on the ocean circulation and climate of the NW Eurasian continental margin. The present climate in the Arctic shows signs of rapid change with decreasing sea ice cover and increasing temperature of the Atlantic Water. The implications of this warming are highly uncertain, as modelling experiments projecting temperatures for the next 100 years show a largescatter at high northern latitudes. The project will include the following modules (M): M1 Rapid changes in the Atlantic Water inflow into the Eurasian Basin of the Arctic Ocean, M2 Ice sheet/glacier response to warming, M3 Improving ocean temperature and sea-ice proxies; M4 Climate modelling. M1: Periods in the past during which the climate was instable and reached warmer conditions than today: a) Marine isotope stages (MIS) 12/11; b) MIS 6/5; c) Younger Dryas/Holocene climate optimum, and d) last millennium. Sea Surface Temperature ( SST) will be quantified using a multidisciplinary approach, combining faunal/floral based transfer functions and geochemical tracers. For the Holocene and the last millennium climate will be investigated in marine sediments, lake sediments and ice cores from Svalbard and marine sediments from the SE Greenland and SW to N Iceland margin. Further, archaeological sites in Norway and Svalbard will be investigated to explore the relationship between climate and human settlement and activities. M2: Implications of climate warming for growth and decay of ice sheets and tide water glaciers, and its effect on ice stream dynamics in the Barents Sea and the Svalbard and SE Greenland margin. M3: Reconstructions of SST below 5 OC based both on transfer functions and geochemical tracers are subject to large uncertainties. This is partly due to incomplete modern training sets at high latitudes. We aim to improve modern analogue data on planktonic and benthic foraminifera, diatoms, dinocysts, foraminiferal Ca/Mg-ratios and oxygen and carbon isotopes. From the same proxies we will also develop transfer functions for sea ice. M4: An important motivation for attempting to simulate the climatic conditions of the past is that such experiments provide opportunities for evaluating how models respond to large changes in forcing. Combined with high resolution acoustic data, cores will be sampled from high resolution sediment fans off northern and western Spitsbergen, the Spitsbergen fjords (in particular Kongsfjorden) and the Barents/Kara/Laptev Sea margin. Multi-core/box core surface samples >70ON in the NE Atlantic will be sampled. The SE Greenland and SW to N Iceland component will rely on existing seafloor samples. The project will include exchange programs and training courses for PhD students and young researchers. This expression of intent focus on research questions addressed by IGP-PAGES and CLIVAR. Summary provided by http://classic.ipy.org/development/eoi/proposal-details.php?id=36 | WARMPAST | GCMD projects
0 | POPULATION DYNAMICS | Population Dynamics |  | POPDYNAMICS | GCMD projects
0 | POPULATION DYNAMICS | POPULATION DYNAMICS |  |  | GCMD discipline
0 | VERSO PROJECT: ECOSYSTEM RESPONSES TO GLOBAL CHANGE: A MULTI-SCALE APPROACH IN THE SOUTHERN OCEAN | vERSO Project: Ecosystem Responses to Global Change: A Multi-scale Approach in the Southern Ocean |  | vERSO | GCMD projects
0 | VERSO PROJECT: ECOSYSTEM RESPONSES TO GLOBAL CHANGE: A MULTI-SCALE APPROACH IN THE SOUTHERN OCEAN | vERSO Project: Ecosystem Responses to Global Change: A Multi-scale Approach in the Southern Ocean |  | vERSO | GCMD idnnode
0 | OCEAN | OCEAN |  |  | GCMD locations
0 | OCEAN | ocean | A marine water body which is constitutes the majority of an astronomical bodys hydrosphere. |  | GCMD MeasurementName
0 | OCEAN | OCEAN |  |  | GCMD discipline
0 | PHOTOSPHERE | PHOTOSPHERE |  |  | GCMD locations
0 | PHOTOSPHERE | PHOTOSPHERE |  |  | GCMD discipline
0 | STRATOSPHERE | STRATOSPHERE |  |  | GCMD locations
0 | STRATOSPHERE | stratosphere |  |  | GCMD MeasurementName
0 | 30 METERS - < 100 METERS | 30 meters - < 100 meters |  |  | GCMD horizontalresolutionrange
0 | 30 METERS - < 100 METERS | 30 meters - < 100 meters |  |  | GCMD verticalresolutionrange
0 | < 1 METER | < 1 meter |  |  | GCMD horizontalresolutionrange
0 | < 1 METER | < 1 meter |  |  | GCMD verticalresolutionrange
0 | POINT RESOLUTION | Point Resolution |  |  | GCMD horizontalresolutionrange
0 | POINT RESOLUTION | Point Resolution |  |  | GCMD verticalresolutionrange
0 | GIOVANNI | GIOVANNI |  |  | GCMD rucontenttype
0 | GIOVANNI | Giovanni |  |  | GCMD rucontenttype
0 | ATMOSPHERE | atmosphere | An atmosphere is a layer of gases surrounding a material body of sufficient mass that is held in place by the gravity of the body. |  | GCMD MeasurementName
0 | ATMOSPHERE | ATMOSPHERE |  |  | GCMD discipline
0 | ELEVATION | elevation | A positional quality inhering in a bearer by virtue of the bearers vertical distance of a point above or below a reference surface. |  | GCMD MeasurementName
0 | ELEVATION | ELEVATION |  |  | GCMD isotopiccategory
0 | LAND | land | Land is a planetary surface that is not covered by liquid. |  | GCMD MeasurementName
0 | LAND | LAND |  |  | GCMD discipline
0 | OTHER | OTHER |  |  | GCMD CollectionDataType
0 | OTHER | Other |  |  | GCMD ContactType
0 | OTHER | Other |  |  | GCMD MetadataAssociationType
0 | OTHER | Other |  |  | GCMD PhoneType
0 | DIRECT LINE | Direct Line |  |  | GCMD ContactType
0 | DIRECT LINE | Direct Line |  |  | GCMD PhoneType
0 | FAX | Fax |  |  | GCMD ContactType
0 | FAX | Fax |  |  | GCMD PhoneType
0 | MOBILE | Mobile |  |  | GCMD ContactType
0 | MOBILE | Mobile |  |  | GCMD PhoneType
0 | MODEM | Modem |  |  | GCMD ContactType
0 | MODEM | Modem |  |  | GCMD PhoneType
0 | PRIMARY | Primary |  |  | GCMD ContactType
0 | PRIMARY | Primary |  |  | GCMD PhoneType
0 | TELEPHONE | Telephone |  |  | GCMD ContactType
0 | TELEPHONE | Telephone |  |  | GCMD PhoneType
0 | U.S. TOLL FREE | U.S. toll free |  |  | GCMD ContactType
0 | U.S. TOLL FREE | U.S. toll free |  |  | GCMD PhoneType
0 | CARTESIAN | CARTESIAN |  |  | GCMD CoordinateSystem
0 | CARTESIAN | CARTESIAN |  |  | GCMD GranuleSpatialRepresentation
0 | GEODETIC | GEODETIC |  |  | GCMD CoordinateSystem
0 | GEODETIC | GEODETIC |  |  | GCMD GranuleSpatialRepresentation
0 | TRANSPORTATION | TRANSPORTATION |  |  | GCMD discipline
0 | TRANSPORTATION | TRANSPORTATION |  |  | GCMD isotopiccategory
0 | ORBIT | ORBIT |  |  | GCMD GranuleSpatialRepresentation
0 | ORBIT | Orbit |  |  | GCMD SpatialCoverageType
0 | NOT PROVIDED | Not provided |  |  | GCMD PlatformType
0 | NOT PROVIDED | Not provided |  |  | GCMD ProductFlag
0 | NOT PROVIDED | Not provided |  |  | GCMD ProductLevelId